## Dataset
CC_Group_Code | CC_Group_Name | Cost_Centre | Item_Description | Quantity | Unit | Rate | Total | Date | Comment
005 | PRELIMINARIES | 0050 | SITE SIGNAGE ALLOWANCE | 1 | each | 100 | 100 | 2021-07-15
006 | PRELIMINARIES | 0060 | CONTRACT | 1 | each | 20 | 20 | 2021-07-15
030 | SOIL TEST | 0141 | ENGINEER'S SOIL TESTING & SITE CLASSIFICATION | 1 | item | 350 | 350 | 2021-07-15
035 | ENGINEER | 01420 | ENGINEER FULL CERTIFICATION | 1 | item | 1200 | 1200 | 2021-07-15 | INCLUDES SLAB, FOOTINGS
035 | ENGINEER | 0144 | EXTRA FOR DOUBLE STOREY | 1 | item | 1500 | 1500 | 2021-07-15
045 | ENERGY EFFICIENCY | 0358 | ENERGY EFFICIENCY ASSESSMENT | 1 | item | 150 | 150 | 2021-07-15
54 | WORKPLACE HEALTH & SAFETY | 0170 | WORKPLACE HEALTH & SAFETY OFFICER STANDARD HOUSE | 1 | each | 300 | 300 | 2021-07-15
070 | CERTIFICATION AND COUNCIL FEES | 0359 | BUILDING FEES FIXED COSTS | 1 | each | 1272.73 | 1272.73 | 2021-07-15
070 | CERTIFICATION AND COUNCIL FEES | 0362 | BUILDING FEES - SWIMMING POOLS | 1 | each | 454.55 | 454.55 | 2021-07-15
070 | CERTIFICATION AND COUNCIL FEES | 0363 | PLAN LODGEMENT FEES | 1 | item | 168.18 | 168.18 | 2021-07-15
075 | COUNCIL FEES - HYDRAULICS | 0370 | PLUMBING AND DRAINAGE FEES | 1 | each | 770 | 770 | 2021-07-15 | INCLUDES APPLICATION FEE AND 8 POINTS (SINGLE BATHROOM HOUSE)
075 | COUNCIL FEES - HYDRAULICS | 0374 | ADDITIONAL FIXTURES | 19 | each | 60 | 1140 | 2021-07-15 | INCLUDES PLUMBING & DRAINAGE COMPLIANCE ASSESSMENT
090 | DEMOLITION | 03781 | DEMOLITION PS ALLOWANCE | 10000 | PS $ | 0.91 | 9100 | 2021-07-15 | ALLOWANCE FOR MISCELLANEOUS DEMO WORKS NOT CLEAR ON PLANS INCLUDING CONCRETE CUTTING FOR NEW DRAINAGE CONNECTIONS
090 | DEMOLITION | 0379103 | HOUSES: SINGLE STOREY, TIMBER FRAMED WITH TIMBER CLADDING, METAL ROOF | 125.84 | m2 | 38.8 | 4882.592 | 2021-07-15
090 | DEMOLITION | 0379109 | CUT AWAY CONCRETE GROUND SLAB 100MM THICK REINFORCED | 105.04 | m2 | 33.7 | 3539.848 | 2021-07-15
090 | DEMOLITION | 0379118 | DEMOLISH EXTERNAL WALLS BRICK 230MM THICK | 52.44 | m2 | 27.9 | 1463.076 | 2021-07-15
090 | DEMOLITION | 0379124 | DEMOLISH INERNAL WALLS STUD WALLS 75 OR 110MM THICK PLASTERED BOTH SIDES | 86.12 | m2 | 9.15 | 787.998 | 2021-07-15
090 | DEMOLITION | 0379129 | STRIP WALL CLADDING/LININGS TIMBER BOARD CLADDING | 30.76 | m2 | 9.65 | 296.834 | 2021-07-15
090 | DEMOLITION | 0379131 | HACK FINISHES FROM WALLS (NO PREP FOR NEW) PLASTER | 423.92 | m2 | 12.6 | 5341.392 | 2021-07-15
090 | DEMOLITION | 0379133 | HACK FINISHES FROM WALLS (NO PREP FOR NEW) CERAMIC TILES BACKING SCREED | 66.64 | m2 | 22.9 | 1526.056 | 2021-07-15
090 | DEMOLITION | 0379138 | ROOF: STRIP ROOF COVERING SLOPING ROOF CORRUGATED IRON INCLUDING BATTERNS | 329.48 | m2 | 9.65 | 3179.482 | 2021-07-15
090 | DEMOLITION | 0379141 | ROOF: TAKE DOWN TIMBER ROOF FRAMING INCLUDING EAVES (ROOF PLAN AREA) EAVES ONLY - FRAMING | 106 | each | 9.45 | 1001.7 | 2021-07-15
090 | DEMOLITION | 0379144 | ROOF: TAKE DOWN EAVES ONLY - GUTTERS | 98.2 | lin.m | 5.25 | 515.55 | 2021-07-15
090 | DEMOLITION | 0379155 | FLOORS: TAKE UP OR STRIP FLOORS CERAMIC/MOSAIC TILES | 19.36 | m2 | 14.35 | 277.816 | 2021-07-15
090 | DEMOLITION | 0379160 | CEILINGS: TAKE DOWN LININGS PLASTERBOARD | 302.96 | m2 | 6.75 | 2044.98 | 2021-07-15
090 | DEMOLITION | 0379164 | WINDOWS AND DOORS: TAKE OUT SINGLE DOOR | 5 | each | 11 | 55 | 2021-07-15
090 | DEMOLITION | 0379170 | WINDOWS AND DOORS: TAKE OUT TIMBER WINDOW UP TO 2.0 TO 4.0 SQM | 13 | each | 69.9 | 908.7 | 2021-07-15
090 | DEMOLITION | 0379172 | BUILT IN ITEMS: TAKE OUT BENCH CUPBOARD UNIT | 3.8 | lin.m | 24.1 | 91.58 | 2021-07-15
090 | DEMOLITION | 0379179 | PLUMBING: TAKE OUT BASIN, SINK, TROUGH | 6 | each | 21.8 | 130.8 | 2021-07-15
090 | DEMOLITION | 0379180 | PLUMBING: TAKE OUT WC SUITE | 2 | each | 50.8 | 101.6 | 2021-07-15
090 | DEMOLITION | 0379181 | PLUMBING: TAKE OUT BATH | 2 | each | 88.2 | 176.4 | 2021-07-15
090 | DEMOLITION | 0379182 | PLUMBING: TAKE OUT HOT WATER SYSTEM | 1 | each | 46.6 | 46.6 | 2021-07-15
090 | DEMOLITION | 0379186 | ELECTRICAL: DISCONNECT AND SEAL OFF: LIGHT POINT | 60 | each | 22.6 | 1356 | 2021-07-15
090 | DEMOLITION | 0379187 | ELECTRICAL: DISCONNECT AND SEAL OFF: POWER POINT | 30 | each | 26.7 | 801 | 2021-07-15
090 | DEMOLITION | 0379188 | ELECTRICAL: DISCONNECT AND SEAL OFF: SUB-MAINS SUPPLY | 1 | each | 350 | 350 | 2021-07-15
100 | SURVEYOR | 0383 | SET UP - PEG OUT | 1 | each | 1500 | 1500 | 2021-07-15
105 | EQUIPMENT HIRE | 0385 | CHEMICAL TOILET 8 WEEK HIRE | 1 | each | 280 | 280 | 2021-07-15
105 | EQUIPMENT HIRE | 0386 | ADDITIONAL TOILET HIRE (PER WEEK) | 19 | each | 35 | 665 | 2021-07-15
105 | EQUIPMENT HIRE | 03890 | PICK UP & DELIVERY | 1 | each | 60 | 60 | 2021-07-15
108 | TEMPORARY FENCING | 0388 | TEMPORARY FENCING HIRE PER METRE | 152 | lin.m | 7.5 | 1140 | 2021-07-15
110 | SITE SETUP | 0405 | SUPPLY AND DELIVER 3M3 20MM GRAVEL FOR SITE ACCESS | 1 | each | 165 | 165 | 2021-07-15 | USEONLY IF REQUIRED
110 | SITE SETUP | 04150 | EROSION SILT FENCE ALLOWANCE UP TO 40M | 2 | each | 200 | 400 | 2021-07-15
115 | EARTHWORKS | 0451 | EARTHWORKS AREA ALLOWANCE | 417.12 | m2 | 4 | 1668.48 | 2021-07-15
130 | PLANT MACHINE HIRE | 0650 | BOBCAT HIRE -GENERAL | 10.5 | hour | 125 | 1312.5 | 2021-07-15
130 | PLANT MACHINE HIRE | 0655 | BOBCAT HIRE INCLUDING AUGER | 12 | hour | 125 | 1500 | 2021-07-15
130 | PLANT MACHINE HIRE | 0660 | BOBCAT HIRE -TRENCHING GENERAL | 293.5 | lin.m | 3.5 | 1027.25 | 2021-07-15
130 | PLANT MACHINE HIRE | 0662 | BOBCAT HIRE -TRENCHING 300 X100MM | 52.2 | lin.m | 4.5 | 234.9 | 2021-07-15
130 | PLANT MACHINE HIRE | 0670 | BOBCAT TRAVEL | 1 | hour | 120 | 120 | 2021-07-15
135 | CONCRETE PUMP FOOTING | 0693 | CONCRETE PUMP (FOOTING) | 7.5 | hour | 230 | 1725 | 2021-07-15
135 | CONCRETE PUMP FOOTING | 1326 | CONCRETE PUMP ALLOWANCE - PIERS | 75 | each | 15 | 1125 | 2021-07-15
140 | FOOTING / SLAB REINFORCING | 0763 | L11TM3 X 6M | 55 | each | 26.5068 | 1457.874 | 2021-07-15
140 | FOOTING / SLAB REINFORCING | 0765 | L12TM3 X 6M | 10 | each | 34.3545 | 343.545 | 2021-07-15
140 | FOOTING / SLAB REINFORCING | 0769 | N12S6 DBAR 6Mx12mm | 55 | each | 10.373 | 570.515 | 2021-07-15
140 | FOOTING / SLAB REINFORCING | 0773 | R10 X 1400 COGGED & HOOKED SLAB TIE SB1014 | 456 | each | 2.211 | 1008.216 | 2021-07-15
140 | FOOTING / SLAB REINFORCING | 0775 | N12 X 1400 COGGED & HOOKED STARTER BAR | 6 | each | 2.838 | 17.028 | 2021-07-15
140 | FOOTING / SLAB REINFORCING | 0803 | SL82 MESH SQRE | 34 | each | 92.8626 | 3157.3284 | 2021-07-15
140 | FOOTING / SLAB REINFORCING | 0814 | BAR CHAIRS 50/65 | 600 | each (per 100) | 0.165 | 99 | 2021-07-15
140 | FOOTING / SLAB REINFORCING | 0815 | TMS60- BAR CHAIRS TO SUIT TRENCH MESH (PER BAG OF 25) | 14 | each | 12.364 | 173.096 | 2021-07-15
140 | FOOTING / SLAB REINFORCING | 0820 | TIE WIRE- 1.42KG IDLCOILA | 3 | roll | 4.224 | 12.672 | 2021-07-15
140 | FOOTING / SLAB REINFORCING | 0831 | POLYTHENE 50Mx4M BLACK 200um FB2450 | 4 | roll | 92.466 | 369.864 | 2021-07-15
140 | FOOTING / SLAB REINFORCING | 0840 | DUCT POLY TAPE 48mm X 30 mtr TPP30 | 9 | roll | 3.289 | 29.601 | 2021-07-15
140 | FOOTING / SLAB REINFORCING | 09060 | R6 350MM DIAMETER LIG | 141 | each | 5.1282 | 723.0762 | 2021-07-15
140 | FOOTING / SLAB REINFORCING | 0912 | N12 TO FORM WELDED CAGE/M | 183.7 | lin.m | 2.5197 | 462.8689 | 2021-07-15
140 | FOOTING / SLAB REINFORCING | 0961 | DELIVERY | 1 | each | 80.25 | 80.25 | 2021-07-15
140 | FOOTING / SLAB REINFORCING | 1605 | N12 DBAR X 6000MM | 28 | each | 10.0566 | 281.5848 | 2021-07-15
140 | FOOTING / SLAB REINFORCING | 1622 | N12C- N12 BAR CUT & BENT | 54 | lin.m | 1.9536 | 105.4944 | 2021-07-15 | TRIMMER BARS 27/2.0m
140 | FOOTING / SLAB REINFORCING | 1630 | N12 600 X 600 CORNER BAR CB1206 | 29 | each | 2.4309 | 70.4961 | 2021-07-15
145 | FOOTING CONCRETE | 0970 | FOOTING CONCRETE 20/20 | 53.8 | m3 | 175.5 | 9441.9 | 2021-07-15
155 | FORMWORKER | 106010 | FORM UP, PLACE & FINISH -SAND FILL RAFT SLAB | 417.12 | m2 | 27 | 11262.24 | 2021-07-15 | including setout, provide off-form finish, to comply with visual inspection criteria for termite resistance
155 | FORMWORKER | 1066 | SETOUT & POUR PIERS | 75 | each | 12 | 900 | 2021-07-15
155 | FORMWORKER | 10660 | FORM STEP DOWN IN SLAB | 29.3 | lin.m | 14 | 410.2 | 2021-07-15 | FOR PATIOS & SGD RECESS STEPS WHERE REQUIRED
155 | FORMWORKER | 1068 | FORM SHOWER / BATHROOM RECESS IN SLAB | 4 | each | 70 | 280 | 2021-07-15
155 | FORMWORKER | 10694 | FORM AND PLACE MASS CONCRETE STEP | 3.7 | lin.m | 90 | 333 | 2021-07-15
160 | PLUMBER - DRAINS | 0001 | GREASE TRAP ALLOWANCE ONLY | 1 | each | 750 | 750 | 2021-07-15
160 | PLUMBER - DRAINS | 1071 | DRAINAGE 45M UP TO 8 POINTS SINGLE FLOOR SLAB ON GROUND DWELLING | 1 | each | 2300 | 2300 | 2021-07-15 | INCLUDES ALL UNDERSLAB WORK INCL MACHINE HIRE. ALL VANITY DRAINAGE TO COME UP THROUGH WALLS
160 | PLUMBER - DRAINS | 1073 | ADDITIONAL DRAINAGE POINTS | 3 | each | 40 | 120 | 2021-07-15
160 | PLUMBER - DRAINS | 1074 | DRAINAGE OVER 45M | 40 | lin.m | 20 | 800 | 2021-07-15
160 | PLUMBER - DRAINS | 10740 | ADDITIONAL SERVICE LEAD IN | 30 | lin.m | 20 | 600 | 2021-07-15
160 | PLUMBER - DRAINS | 1075 | DRAINAGE TO ENSUITE | 4 | each | 600 | 2400 | 2021-07-15
160 | PLUMBER - DRAINS | 1078 | EXTRA ALLOWANCE FOR 2 STOREY DRAINAGE & STACK WORK | 2 | each | 300 | 600 | 2021-07-15
160 | PLUMBER - DRAINS | 1184 | STORMWATER ALLOWANCE | 1 | each | 5500 | 5500 | 2021-07-15
160 | PLUMBER - DRAINS | 11960 | EXTRA FOR EXPANSION JOINTS (H1 & ABOVE PER DWELLING) | 1 | each | 250 | 250 | 2021-07-15
165 | TERMITE TREATMENT | 1223 | TERMITE PROTECTION TO PENETRATIONS (EACH) | 26 | each | 8 | 208 | 2021-07-15 | {Z TERMITEPROTECT TYPE}
166 | TERMITE TREATMENT | 1226 | TERMITE PROTECTION - PERIMETER TREATMENT | 134.4 | lin m | 8 | 1075.2 | 2021-07-15 | {Z TERMITEPROTECT TYPE}
170 | SAND AND GRAVEL | 1241 | SCREENED DECO INCL DELIVERY | 70 | m3 | 46 | 3220 | 2021-07-15
185 | SLAB CONCRETE | 1320 | CONCRETE 20MPA 20MM AGG | 77.8 | m3 | 165.5 | 12875.9 | 2021-07-15
190 | CONCRETE PUMP SLAB | 13250 | CONCRETE PUMP ALLOWANCE - PER HOUR | 12 | hour | 180 | 2160 | 2021-07-15
190 | CONCRETE PUMP SLAB | 13252 | CONCRETE PUMP ALLOWANCE - PER M3 PUMPED | 77.8 | m3 | 8 | 622.4 | 2021-07-15
190 | CONCRETE PUMP SLAB | 1328 | CONCRETE PUMP - FLY ASH & OFF SITE WASH | 1 | each | 60 | 60 | 2021-07-15
199 | SLAB INSPECTIONS | 1328003 | INSPECT FOOTINGS FOR COMPLIANCE | 1 | each | 200 | 200 | 2021-07-15 | ALLOW 2 IF NECESSARY
200 | SLAB INSPECTIONS | 1328005 | INSPECT SLAB FOR COMPLIANCE | 1 | each | 200 | 200 | 2021-07-15 | ALLOW 2 IF NECESSARY
200 | BLOCK LAYER | 0001 | EXTRA FOR SECOND LIFT & HEIGHT | 1 | each | 450 | 450 | 2021-07-15
200 | BLOCK LAYER | 1331 | LAY 200 SERIES BLOCKS | 550 | each | 3.2 | 1760 | 2021-07-15
202 | CONCRETE MASONARY | 1391 | 20.01 STANDARD | 550 | each | 2.39 | 1314.5 | 2021-07-15
216 | BOND BEAM PUMP | 1691 | CONCRETE PUMP HIRE TIME | 3 | hour | 180 | 540 | 2021-07-15
216 | BOND BEAM PUMP | 1692 | CUBIC METRE RATE FOR CONCRETE PUMP FOR BOND BEAM | 5 | m3 | 8 | 40 | 2021-07-15
216 | BOND BEAM PUMP | 1710 | BOND BEAM CONCRETE 20/7 | 5 | m3 | 174 | 870 | 2021-07-15
223 | ELECTRICIAN | 0001 | DISCONNECT & RELOCATE EXISTING POWER | 1 | each | 500 | 500 | 2021-07-15
223 | ELECTRICIAN | 1911 | EXTRA OVER 15M UNDERGROUND MAINS (SINGLE PHASE) | 30 | lin.m | 25 | 750 | 2021-07-15 | ADDITIONAL RUN IF REQUIRED
223 | ELECTRICIAN | 1913 | SWITCHBOARD - METERBOX - TEMP POWER | 1 | each | 660 | 660 | 2021-07-15 | INCLUDING 3 SAFETY SWITCHES
223 | ELECTRICIAN | 19134 | EARTH SLAB BOND | 1 | each | 30 | 30 | 2021-07-15 | INCLUDING 3 SAFETY SWITCHES
223 | ELECTRICIAN | 1915 | CONNECT HWS 20A & ISOLATOR | 1 | each | 185 | 185 | 2021-07-15
223 | ELECTRICIAN | 1916 | OVEN AND INDUCTION COOKTOP - WIRE AND FIT | 1 | each | 405 | 405 | 2021-07-15 | [hide]including isolator
223 | ELECTRICIAN | 19162 | CONNECT ADDITIONAL OVEN | 1 | each | 175 | 175 | 2021-07-15
223 | ELECTRICIAN | 1918 | LIGHT POINT | 108 | each | 52 | 5616 | 2021-07-15
223 | ELECTRICIAN | 1933 | FAN POINT | 11 | each | 75 | 825 | 2021-07-15
223 | ELECTRICIAN | 19331 | EXHAUST FAN WIRE & FIT | 6 | each | 75 | 450 | 2021-07-15
223 | ELECTRICIAN | 193311 | EXTRA FOR DUCTED / VENTILATED EXHAUST FAN UP TO 10M | 6 | each | 70 | 420 | 2021-07-15
223 | ELECTRICIAN | 1938 | RANGEHOOD GPO AND INSTALL | 1 | each | 96 | 96 | 2021-07-15
223 | ELECTRICIAN | 19381 | DUCTED RANGEHOOD UP TO 10M | 1 | each | 100 | 100 | 2021-07-15
223 | ELECTRICIAN | 1939 | 2 WAY SWITCH | 2 | each | 35 | 70 | 2021-07-15
223 | ELECTRICIAN | 1940 | DIMMER SWITCH | 1 | each | 70 | 70 | 2021-07-15
223 | ELECTRICIAN | 1945 | SUPPLY WIRE & FIT SMOKE DETECTOR | 12 | each | 90 | 1080 | 2021-07-15
223 | ELECTRICIAN | 1951 | TV POINTS (FOXTEL READY) | 7 | each | 120 | 840 | 2021-07-15
223 | ELECTRICIAN | 1954 | SPP 10A | 3 | each | 46 | 138 | 2021-07-15 | DISHWASHER
223 | ELECTRICIAN | 19573 | DUCTED AC CONNECTION INCL ISOLATOR (32 A) | 1 | each | 380 | 380 | 2021-07-15 | incl isolator
223 | ELECTRICIAN | 1961 | DPP 10A | 50 | each | 46 | 2300 | 2021-07-15
223 | ELECTRICIAN | 1962 | DOUBLE WEATHERPROOF POWER POINT | 2 | each | 71 | 142 | 2021-07-15
223 | ELECTRICIAN | 1967 | POOL POWER & EARTH - ON HOUSE WALL | 1 | each | 185 | 185 | 2021-07-15 | FOR POOL FILTER CIRCUIT [hide]USE EXTRA U/ POWER FOR REMOTE LOCATION
223 | ELECTRICIAN | 19670 | POOL LIGHT - SEPARATE CIRCUIT | 1 | each | 130 | 130 | 2021-07-15 | [hide]USE EXTRA U/ POWER FOR REMOTE LOCATION
223 | ELECTRICIAN | 1975 | EXTRA FOR 3 PHASE POWER | 2 | each | 250 | 500 | 2021-07-15
223 | ELECTRICIAN | 1977 | TWO STORY ALLOWANCE | 1 | each | 200 | 200 | 2021-07-15
223 | ELECTRICIAN | 19780 | CONDUIT ONLY FOR FUTURE SOLAR SYSTEM | 2 | each | 50 | 100 | 2021-07-15
223 | ELECTRICIAN | 1979 | TESTING OF HOUSE | 1 | each | 100 | 100 | 2021-07-15
223 | ELECTRICIAN | 19790 | TEMPORARY POWER | 1 | each | 100 | 100 | 2021-07-15
223 | ELECTRICIAN | 1980315 | NBN HOME WIRING | 1 | each | 464 | 464 | 2021-07-15 | INCLUDES: * LEAD IN * PRE WIRES * FIT OFF * 1 X PHONE POINT & 1 X DATA POINT
223 | ELECTRICIAN | 1980320 | ADDITIONAL DATA OUTLET | 10 | each | 75 | 750 | 2021-07-15
230 | RENDER AND APPLIED FINISHES | 1986 | 2 COAT ACRYLIC RENDER TO EXTERNAL WALLS | 127.44 | m2 | 28 | 3568.32 | 2021-07-15
235 | SCAFFOLDING | 0396 | SCAFFOLD ALLOWANCE | 4 | each | 3000 | 12000 | 2021-07-15
235 | SCAFFOLDING | 0397 | SCAFFOLD ALLOWANCE (B) | 1 | each | 1500 | 1500 | 2021-07-15
235 | SCAFFOLDING | 03972 | VOID PROTECTION | 1 | each | 500 | 500 | 2021-07-15
250 | STRUCTURAL STEEL | 20021 | SUPPLY 75X4.0 SHS STEEL COLUMN TO 3.0M ( ALLOWANCE) | 1 | each | 127.92 | 127.92 | 2021-07-15
250 | STRUCTURAL STEEL | 2014 | SUPPLY 13 TREAD GAL. STRINGERS (PER PAIR) | 1 | each | 830 | 830 | 2021-07-15
250 | STRUCTURAL STEEL | 201402 | SUPPLY & FIT 310 UB 40 WITH CLEATS AS REQUIRED | 84 | lin.m | 366.95 | 30823.8 | 2021-07-15
250 | STRUCTURAL STEEL | 201410 | SUPPLY & FIT 250 PFC WITH CLEATS AS REQUIRED | 20.8 | lin.m | 169.13 | 3517.904 | 2021-07-15
250 | STRUCTURAL STEEL | 201412 | SUPPLY & FIT 300 PFC WITH CLEATS AS REQUIRED | 181.8 | lin.m | 264.35 | 48058.83 | 2021-07-15
250 | STRUCTURAL STEEL | 2015 | FIXING PLATE 2/N12 COGGED INTO SLAB | 20 | each | 33.6 | 672 | 2021-07-15
250 | STRUCTURAL STEEL | 2018 | STRUCTURAL STEEL DELIVERY | 3 | each | 150 | 450 | 2021-07-15
255 | CRANE HIRE | 0700 | CRANE HIRE- TRUSSES & BEAMS | 10 | hour | 225 | 2250 | 2021-07-15
255 | CRANE HIRE | 0701 | CRANE HIRE- 2 STOREY ALLOWANCE | 12 | hour | 225 | 2700 | 2021-07-15
260 | TRUSSES | 2021 | TRUSS ALLOWANCE /M2 TIMBER N2/C1 20 DEGREE PITCH | 235.52 | m2 | 24.48 | 5765.5296 | 2021-07-15
260 | TRUSSES | 2022 | ALLOWANCE FOR EAVES | 56.96 | m2 | 5.52 | 314.4192 | 2021-07-15
260 | TRUSSES | 2023 | EXTRA FOR 5 DEG PITCH INCREASE | 758.92 | m2 | 4.97 | 3771.8324 | 2021-07-15
260 | TRUSSES | 2026 | EXTRA FOR TRUSSES WITH SPAN > 10M | 143.96 | m2 | 6.9 | 993.324 | 2021-07-15
260 | TRUSSES | 2028 | EXTRA FOR HIPS OR VALLEYS | 46.8 | lin m | 37.26 | 1743.768 | 2021-07-15
260 | TRUSSES | 20310 | STENGTHEN TRUSSES FOR DUCTED SYSTEM | 1 | each | 216 | 216 | 2021-07-15
265 | FLOOR FRAME TIMBER | 2070 | SMART JOIST I-BEAM 240X90 H2S TREATED | 146.1 | lin m | 28.9775 | 4233.6127 | 2021-07-15 | 5.4M SPAN
265 | FLOOR FRAME TIMBER | 20701 | SMART JOIST I-BEAM 300X70 H2S TREATED | 254.4 | lin m | 27.6366 | 7030.751 | 2021-07-15
265 | FLOOR FRAME TIMBER | 2080 | DELIVER FLOOR FRAMING | 1 | each | 155 | 155 | 2021-07-15
265 | FLOOR FRAME TIMBER | 2294 | SMART LVL15 300 X 42 H2S | 64.8 | lin m | 36.7595 | 2382.0156 | 2021-07-15
265 | FLOOR FRAME TIMBER | 2359 | JOIST HANGERS | 110 | each | 4.5 | 495 | 2021-07-15
265 | FLOOR FRAME TIMBER | SM10_292186 | SMARTFRAME RIMBOARD 240X21 3600MM H2S TREATED | 6 | each | 44.11 | 264.66 | 2021-07-15
265 | FLOOR FRAME TIMBER | SM10_292190 | SMARTFRAME RIMBOARD 300X21 3600MM H2S TREATED | 12 | each | 53.72 | 644.64 | 2021-07-15
270 | NON-STRUCTURAL FRAMING TIMBER | 21010 | MGP12 PINE 70 X 35MM STUDS X 2.7M H2 TREATED | 211 | each | 10.2097 | 2154.2467 | 2021-07-15 | 90/2.7m STUDS
270 | NON-STRUCTURAL FRAMING TIMBER | 210401 | MGP12 PINE 70 X 35MM PLATES H2 TREATED | 313.2 | lin m (5.4) | 3.7691 | 1180.4821 | 2021-07-15
270 | NON-STRUCTURAL FRAMING TIMBER | 211040 | MGP10 PINE 90 X 35MM PLATES H2 TREATED | 243 | lin m (5.4) | 3.2798 | 796.9914 | 2021-07-15
270 | NON-STRUCTURAL FRAMING TIMBER | 211041 | MGP10 PINE 90 X 35MM PLATES H2 TREATED | 108 | lin m (6.0) | 3.2798 | 354.2184 | 2021-07-15
270 | NON-STRUCTURAL FRAMING TIMBER | 21950 | CAVITY SLD DOOR UNIT EVOLUTION 2340X820 | 6 | each | 166.7 | 1000.2 | 2021-07-15 | TO SUIT WALL THICKNESS {WALL THICKNESS}
270 | NON-STRUCTURAL FRAMING TIMBER | 2310 | DELIVER WALL FRAMING | 1 | each | 155 | 155 | 2021-07-15
275 | STRUCTURAL FRAMING TIMBER | 21030 | MGP12 PINE 70 X 45MM STUDS X 2.7M H2 TREATED | 20 | each | 13.9656 | 279.312 | 2021-07-15
275 | STRUCTURAL FRAMING TIMBER | 210401 | MGP12 PINE 70 X 35MM PLATES H2 TREATED | 59.4 | lin m (5.4) | 3.7691 | 223.8845 | 2021-07-15
275 | STRUCTURAL FRAMING TIMBER | 210401 | MGP12 PINE 70 X 35MM PLATES H2 TREATED | 64.8 | lin m (5.4) | 3.7691 | 244.2377 | 2021-07-15 | BOTTOM CHORD BINDERS - CHECK QUANTITY AGAINST PLANS
275 | STRUCTURAL FRAMING TIMBER | 21090 | MGP12 PINE 90 X 35MM STUDS H2 TREATED | 81 | lin m (5.4) | 4.1975 | 339.9975 | 2021-07-15
275 | STRUCTURAL FRAMING TIMBER | 21091 | MGP12 PINE 90 X 35MM PLATES H2 TREATED | 140.4 | lin m (5.4) | 4.1975 | 589.329 | 2021-07-15
275 | STRUCTURAL FRAMING TIMBER | 21100 | MGP12 PINE 90 X 45MM STUDS H2 TREATED | 977.4 | lin m (5.4) | 6.5464 | 6398.4514 | 2021-07-15 | 38/2.7 m 324/2.7 m
275 | STRUCTURAL FRAMING TIMBER | 21101 | MGP12 PINE 90 X 45MM PLATES H2 TREATED | 410.4 | lin m (5.4) | 6.5464 | 2686.6426 | 2021-07-15
275 | STRUCTURAL FRAMING TIMBER | 2137 | MGP12 140X35MM | 1.5 | lin m | 9.6278 | 14.4417 | 2021-07-15 | 1/1.5m LNTL
275 | STRUCTURAL FRAMING TIMBER | 2182 | BRACEPLY 2745 X 900 X 4.0MM HWD F27 | 43 | sheet | 16.25 | 698.75 | 2021-07-15
275 | STRUCTURAL FRAMING TIMBER | 2268 | SMART LVL15 150 X 35 H2S | 22.8 | lin m | 14.7677 | 336.7036 | 2021-07-15 | 5/1.2m LNTL 1/1.2m LNTL 3/1.2m LNTL 2/0.9m LNTL 2/1.2m LNTL 2/0.9m LNTL 1/1.2m LNTL 4/0.9m LNTL 1/1.2m LNTL
275 | STRUCTURAL FRAMING TIMBER | 2269 | SMART LVL15 170 X 35 H2S | 21.6 | lin m | 17.5205 | 378.4428 | 2021-07-15 | 2/1.5m LNTL 2/1.5m LNTL 4/1.5m LNTL 3/1.2m LNTL 2/1.5m LNTL 2/1.5m LNTL
275 | STRUCTURAL FRAMING TIMBER | 2292 | SMART LVL15 200 X 42 H2S | 52.5 | lin m | 24.5165 | 1287.1163 | 2021-07-15
275 | STRUCTURAL FRAMING TIMBER | 2303 | SMART LVL15 150 X 58 H2S | 8.4 | lin m | 25.6115 | 215.1366 | 2021-07-15 | 1/2.1m LNTL 3/2.1m LNTL
275 | STRUCTURAL FRAMING TIMBER | 2304 | SMART LVL15 170 X 58 H2S | 2.4 | lin m | 29.0031 | 69.6074 | 2021-07-15 | 1/2.4m LNTL
275 | STRUCTURAL FRAMING TIMBER | 2305 | SMART LVL15 200 X 58 H2S | 3 | lin m | 34.1436 | 102.4308 | 2021-07-15 | 1/3.0m LNTL
275 | STRUCTURAL FRAMING TIMBER | 2306 | SMART LVL15 240 X 58 H2S | 190.5 | lin m | 40.9571 | 7802.3276 | 2021-07-15 | 1/3.3m LNTL
275 | STRUCTURAL FRAMING TIMBER | 23071 | SMART LVL15 360 X 58 H2S | 10.2 | lin m | 61.413 | 626.4126 | 2021-07-15 | 1/5.1m LNTL 1/5.1m LNTL
275 | STRUCTURAL FRAMING TIMBER | 23171 | PINE 70 X 35MM NOGGIN H2 TREATED | 70.2 | lin m (5.4) | 1.24 | 87.048 | 2021-07-15
275 | STRUCTURAL FRAMING TIMBER | 23181 | PINE 42 X 35MM UNDER EAVE BATTEN- H2 TREATED FJ F7 | 135 | lin m (5.4) | 1.12 | 151.2 | 2021-07-15
275 | STRUCTURAL FRAMING TIMBER | 2325 | VOID TIMBER FRAMING ALLOWANCE | 36.4 | m2 | 120 | 4368 | 2021-07-15 | CONTINGENCY FOR FRAMING INCREASE (WIND BEAMS, LATERAL EXT WALL LOADING ETC) - DELETE IF NOT REQUIRED
275 | STRUCTURAL FRAMING TIMBER | 2340 | DELIVER STRUCTURAL TIMBER | 1 | each | 155 | 155 | 2021-07-15
275 | STRUCTURAL FRAMING TIMBER | H26-35530 | KWILA - POST 90X90 LAMINATED | 48 | lin m | 29.3 | 1406.4 | 2021-07-15 | 9/3.0 10/2.1
280 | FLOORING / DECKING | 210401 | MGP12 PINE 70 X 35MM PLATES H2 TREATED | 32.4 | lin m (5.4) | 3.7691 | 122.1188 | 2021-07-15
280 | FLOORING / DECKING | 2454 | YELLOW TONGUE FLOORING 3600 X 800 X 19MM | 23 | sheet | 41.2335 | 948.3705 | 2021-07-15
280 | FLOORING / DECKING | 2470 | SECURA EXTERIOR FLOORING - 2700X600X19MM | 39 | sheet | 110.628 | 4314.492 | 2021-07-15
280 | FLOORING / DECKING | 2471 | SECURA INTERNAL FLOORING - 2700X600X19MM | 8 | sheet | 95.529 | 764.232 | 2021-07-15
280 | FLOORING / DECKING | 2480 | DELIVER FLOORING | 1 | each | 155 | 155 | 2021-07-15
280 | FLOORING / DECKING | 5036 | HARDWOOD STEP TREADS 250X50 | 15.6 | lin m | 25.97 | 405.132 | 2021-07-15
285 | FC SHEETING / CLADDING | 0002 | SUPPLY TIMBER CLADDING NO DETAILED PROVIDED | 19.96 | m2 | 80 | 1596.8 | 2021-07-15
285 | FC SHEETING / CLADDING | 23171 | PINE 70 X 35MM NOGGIN H2 TREATED | 81 | lin m (5.4) | 1.24 | 100.44 | 2021-07-15
285 | FC SHEETING / CLADDING | 25251 | PINE 42 X 35MM UNDER EAVE BATTEN-H2 TREATED | 383.4 | lin m (5.4) | 1.743 | 668.2662 | 2021-07-15
285 | FC SHEETING / CLADDING | 25255 | 31 X 11MM DAR MOULDING PRE PRIMED TREATED PINE | 135 | lin m (5.4) | 1.312 | 177.12 | 2021-07-15 | LINEA STARTER STRIP
285 | FC SHEETING / CLADDING | 25290 | 66 X 18MM PRE PRIMED PINE EXTERNAL TRIM | 75.6 | lin m (5.4) | 3.0098 | 227.5409 | 2021-07-15 | BATTENS TO TIMBER CLADDING
285 | FC SHEETING / CLADDING | 252900 | 18 X 18MM DAR MOULDING PRE PRIMED TREATED PINE | 426.6 | lin m (5.4) | 1.2568 | 536.1509 | 2021-07-15 | SOFFIT MOULDING
285 | FC SHEETING / CLADDING | 25291 | 42 X 30MM DAR MOULDING PRE PRIMED TREATED PINE | 243 | lin m (5.4) | 3.6934 | 897.4962 | 2021-07-15 | EXTL WINDOW TRIM IF REQUIRED
285 | FC SHEETING / CLADDING | 2535 | HARDIFLEX 2400X450X4.5MM EAVES SHEET | 6 | sheet | 8.106 | 48.636 | 2021-07-15
285 | FC SHEETING / CLADDING | 2536 | HARDIFLEX 2400X600X4.5MM EAVES SHEET | 26 | sheet | 10.815 | 281.19 | 2021-07-15
285 | FC SHEETING / CLADDING | 2537 | HARDIFLEX 2400X750X4.5MM EAVES SHEET | 40 | sheet | 13.524 | 540.96 | 2021-07-15
285 | FC SHEETING / CLADDING | 2547 | PVC JOINER STRIP 4.5 X 3000MM | 14 | each | 1.97 | 27.58 | 2021-07-15
285 | FC SHEETING / CLADDING | 2549 | PVC EXT CNR STRIP 4.5 X 3000MM | 21 | each | 7.16 | 150.36 | 2021-07-15
285 | FC SHEETING / CLADDING | 2571 | JAMES HARDIES SCYON LINEA CLADDING 4200MM X 180MM - 403912 | 257 | sheet | 30.03 | 7717.71 | 2021-07-15
285 | FC SHEETING / CLADDING | 25761 | HARDIES LINEA BOARD INTERNAL CORNER MOULD - 3.6M LENGTH - 305511 | 5 | each | 42.46 | 212.3 | 2021-07-15
285 | FC SHEETING / CLADDING | 25763 | HARDIES LINEA BOARD EXTERNAL SLIMLINE BOXED CORNER - 3.6M LENGTH - 305512 | 10 | each | 70.18 | 701.8 | 2021-07-15
285 | FC SHEETING / CLADDING | 25764 | HARDIES LINEA BOARD ALUM UNIV WINDOW ADAPTER 3.7 M LENGTH - 305510 | 39 | each | 33.57 | 1309.23 | 2021-07-15
285 | FC SHEETING / CLADDING | 2576901 | AXON / EASY LAP SEALING TAPE 25M X 55MM | 1 | roll | 55.93 | 55.93 | 2021-07-15
285 | FC SHEETING / CLADDING | 25940 | EASYLAP PANEL 3000 X 1220 X 8.5MM - 347619 | 5 | each | 76.19 | 380.95 | 2021-07-15
285 | FC SHEETING / CLADDING | 2599 | DELIVERY BODY TRUCK | 1 | each | 80 | 80 | 2021-07-15
286 | MISC FLASHINGS | 2552 | SUPPLY WINDOW/DOOR HEAD FLASHING - 35MM | 33.8 | lin.m | 6.72 | 227.136 | 2021-07-15 | 50 X 35MM WITH 15MM RETURN
286 | MISC FLASHINGS | 25522 | SUPPLY WINDOW/DOOR HEAD FLASHING - 60MM | 20.4 | lin.m | 8 | 163.2 | 2021-07-15 | 50 X 60MM WITH 15MM RETURN
290 | FRAME HARDWARE | 22095 | M12 X 3600 THREADED CYCLONE ROD GAL | 52 | each | 7.39 | 384.28 | 2021-07-15
290 | FRAME HARDWARE | 2210 | M12 X 3000 THREADED CYCLONE ROD GAL | 100 | each | 6.09 | 609 | 2021-07-15
290 | FRAME HARDWARE | 2212 | NUTS M12 & SQUARE WASHERS GAL | 200 | each | 0.56 | 112 | 2021-07-15
290 | FRAME HARDWARE | 2319 | METAL CEILING BATTENS- (6.1m X FURRING CHANNEL) | 1823.9 | lin m (6.1) | 0.88 | 1605.032 | 2021-07-15
290 | FRAME HARDWARE | 2348 | BATTEN SCREWS 14-10x75mm ZP (BOX 100) T17 | 1 | box | 32 | 32 | 2021-07-15
290 | FRAME HARDWARE | 2355 | PORTA STRAP 30MM X 1MM X 30M ROLL | 2 | each | 24.95 | 49.9 | 2021-07-15
290 | FRAME HARDWARE | 2360 | MULTI- GRIPS 100 X 35MM PER BOX OF 100 | 200 | each (per 100) | 0.4 | 80 | 2021-07-15
290 | FRAME HARDWARE | 2361 | CHEMSET TUBES - POWER FAST PRO | 2 | each | 30 | 60 | 2021-07-15
290 | FRAME HARDWARE | 23628 | BOSTIK ULTRA SET 600ML SAUSAGE | 12 | each | 11.48 | 137.76 | 2021-07-15
290 | FRAME HARDWARE | 23629 | SENCO ANGLED BRAD NAILS 38MM - PER PACK OF 3000 | 3 | each | 40.55 | 121.65 | 2021-07-15
290 | FRAME HARDWARE | 23630 | 10MM ANGLE CLEAT WITH 3/M12 PER LEG | 3 | each | 20 | 60 | 2021-07-15 | INCLUDING SUPPLY OF BOLTS/NUTS
290 | FRAME HARDWARE | 236300 | 12MM ANGLE CLEAT WITH 3/M12 PER LEG | 3 | each | 30 | 90 | 2021-07-15 | INCLUDING SUPPLY OF BOLTS/NUTS
290 | FRAME HARDWARE | 23631 | M12 X 65MM CUP HEAD BOLTS GAL | 411 | each | 1.27 | 521.97 | 2021-07-15
290 | FRAME HARDWARE | 23671 | M12 X 120MM CUP HEAD BOLTS GAL | 56 | each | 1.11 | 62.16 | 2021-07-15
290 | FRAME HARDWARE | 237742 | CONNECTOR PLATES - 110 X 60MM | 100 | each (per 100) | 0.62 | 62 | 2021-07-15
290 | FRAME HARDWARE | 237743 | FRAME NAILS - PASLODE BRIGHT JDN34o 75X3.06 PER 1000 | 2 | box | 36.32 | 72.64 | 2021-07-15
290 | FRAME HARDWARE | 237744 | FRAME NAILS - IMPULSE BRIGHT JDN34o 75X3.06 (INC 3 FUEL CELLS) PER BOX OF 1000 | 2 | box | 66.35 | 132.7 | 2021-07-15
290 | FRAME HARDWARE | 237745 | NAIL COIL DUOFAST 50X2.5 RING GALVANISED (300/COIL; 6 COILS/BOX) PER BOX | 2 | box | 11.91 | 23.82 | 2021-07-15
290 | FRAME HARDWARE | 237746 | NAIL COIL DUOFAST 32X2.5 TWIST GALVANISED (300/COIL; 12 COILS/BOX) | 1 | box | 13.46 | 13.46 | 2021-07-15
290 | FRAME HARDWARE | 237747 | NAIL COIL DUOFAST 32X2.7 PLAIN GALVANISED (300/COIL; 12 COILS/BOX) PER BOX | 1 | box | 8.63 | 8.63 | 2021-07-15
290 | FRAME HARDWARE | 23775 | DELIVERY CHARGE~ | 1 | each | 20 | 20 | 2021-07-15
290 | FRAME HARDWARE | 2391 | LEG POST STIRRUP 90MM X 60MM | 10 | each | 45 | 450 | 2021-07-15
290 | FRAME HARDWARE | 23916 | POST SUPPORT BOLT ON T - 70MM BASE | 9 | each | 35 | 315 | 2021-07-15 | ALLOWANCE ONLY - CONFIRM SIZE & CONFIG PRIOR TO ORDERING
298 | EXTERNAL FRAME CARPENTER | 2017 | ON SITE LABOUR | 145 | hour | 105 | 15225 | 2021-07-15
298 | EXTERNAL FRAME CARPENTER | 2602 | STAND STEEL COLUMNS | 20 | each | 40 | 800 | 2021-07-15
298 | EXTERNAL FRAME CARPENTER | 2609 | STAND & BRACE TRUSSES ONLY-BATTENS BY OTHERS | 235.52 | m2 | 6 | 1413.12 | 2021-07-15
298 | EXTERNAL FRAME CARPENTER | 2610 | NOG OUT HIP ENDS | 4 | each | 60 | 240 | 2021-07-15
298 | EXTERNAL FRAME CARPENTER | 2611 | FORM HIPS & VALLEYS | 46.8 | lin m | 20 | 936 | 2021-07-15
298 | EXTERNAL FRAME CARPENTER | 2613 | GABLE END CONSTRUCTION | 46.76 | m2 | 15 | 701.4 | 2021-07-15
298 | EXTERNAL FRAME CARPENTER | 2615 | INSTALL JOISTS @ 450 CENTRES | 144.04 | m2 | 20 | 2880.8 | 2021-07-15
298 | EXTERNAL FRAME CARPENTER | 2619 | FIX STEEL BEAM | 286.6 | lin.m | 10 | 2866 | 2021-07-15
298 | EXTERNAL FRAME CARPENTER | 2620 | FIX TIMBER ROOF BEAM OR BEARER | 111.5 | lin.m | 14 | 1561 | 2021-07-15
298 | EXTERNAL FRAME CARPENTER | 2621 | FIX TIMBER POST TO 200MM DIA UP TO 2.7M HIGH | 19 | each | 80 | 1520 | 2021-07-15
298 | EXTERNAL FRAME CARPENTER | 2623 | FABRICATE & STAND EXTERNAL/ INTERNAL LOAD BEARING WALL FRAMES INCL CYCLONE RODS | 135 | lin.m | 24 | 3240 | 2021-07-15
298 | EXTERNAL FRAME CARPENTER | 2631 | INSTALL RAFTERS TO FORM SKILLION ROOF | 143.96 | m2 | 15 | 2159.4 | 2021-07-15
298 | EXTERNAL FRAME CARPENTER | 26622 | FIT PREHUNG EXTERNAL DOOR INCL WEATHERSEAL | 4 | each | 40 | 160 | 2021-07-15 | including jambs, stops, arcs
298 | EXTERNAL FRAME CARPENTER | 2668 | FIT WINDOWS & SGDs | 61 | each | 30 | 1830 | 2021-07-15
298 | EXTERNAL FRAME CARPENTER | 2699 | ADDITIONAL CARPENTRY LABOUR- PER HOUR | 95 | hour | 75 | 7125 | 2021-07-15 | USE ONLY IF REQUIRED
298 | EXTERNAL FRAME CARPENTER | 2845 | INSTALL SISALATION | 395.04 | m2 | 0.8415 | 332.4262 | 2021-07-15
299 | FRAME INSPECTIONS | 269976 | INSPECT FRAME FOR COMPLIANCE | 1 | each | 200 | 200 | 2021-07-15
299 | FRAME INSPECTIONS | 269977 | EXTRA FOR DOUBLE STOREY INSPECTION | 1 | each | 200 | 200 | 2021-07-15
300 | INTERNAL FRAME CARPENTER | 0001 | FRAME FOR VELUX SKY LIGHT | 1 | each | 250 | 250 | 2021-07-15
300 | INTERNAL FRAME CARPENTER | 2622 | FABRICATE & STAND INTERNAL WALL FRAMES | 87.3 | lin.m | 20 | 1746 | 2021-07-15
300 | INTERNAL FRAME CARPENTER | 2634 | INSTALL METAL CEILING BATTENS | 725.64 | m2 | 1.5 | 1088.46 | 2021-07-15 | METAL BATTENS TO {Z PLASTERBOARD CEILING LOCATION}
300 | INTERNAL FRAME CARPENTER | 2636 | PLY BRACING INSTALLATION | 43 | sheet | 12 | 516 | 2021-07-15
300 | INTERNAL FRAME CARPENTER | 2650 | FRAME FOR DROPPED CEILING | 15.76 | m2 | 15 | 236.4 | 2021-07-15
300 | INTERNAL FRAME CARPENTER | 2651 | PACK JOISTS DUE TO RECESSED WET AREAS | 12.96 | m2 | 4 | 51.84 | 2021-07-15
300 | INTERNAL FRAME CARPENTER | 2654 | FORM INTERNAL BULKHEAD- CEILING TO WALL | 17.8 | lin.m | 20 | 356 | 2021-07-15 | [HIDE]FOR DROPPED CEILINGS BULKHEADS ABOVE CUPBOARDS ETC
300 | INTERNAL FRAME CARPENTER | 2680 | FIX NOGGIN | 1 | each | 15 | 15 | 2021-07-15 | FOR PANELIFT DOOR
325 | ROOF CONTRACTOR | 0001 | SUPPLY & INSTALL WALL CLADDING AS PER QUOTE | 1 | each | 12776 | 12776 | 2021-07-15
325 | ROOF CONTRACTOR | 2752 | SUPPLY & FIX ROOFING AS PER QUOTE | 1 | quote | 93854 | 93854 | 2021-07-15 | Supply and Install 0.42bmt Kliplok 700 Colorbond roof sheeting over 60mm L/W Anticon with roof battens, one Velux skylight, Metal fascia and gutter and all flashings as required
335 | PLUMBER - ROUGH IN | 1170 | STANDARD WATER SERVICE SINGLE FLOOR SLAB ON GROUND | 1 | each | 1700 | 1700 | 2021-07-15
335 | PLUMBER - ROUGH IN | 1172 | EXTRA FOR WATER SERVICE TO ENSUITE | 4 | each | 500 | 2000 | 2021-07-15
335 | PLUMBER - ROUGH IN | 1173 | WATER SERVICE TO EACH ADDITIONAL FIXTURE | 7 | each | 130 | 910 | 2021-07-15
335 | PLUMBER - ROUGH IN | 11838 | ADDITIONAL VENT PIPE | 1 | each | 90 | 90 | 2021-07-15 | INCLUDES ROUGH IN & FIT-OFF
335 | PLUMBER - ROUGH IN | 118604 | EXTRA TO FIT FREESTANDING BATH OUTLET | 3 | each | 200 | 600 | 2021-07-15
340 | BRICKS SUPPLY | 302700 | RENDER BRICKS - SINGLE (ADBRI) | 420 | *per brick std | 0.4569 | 191.898 | 2021-07-15 | [HIDE] 420 PER PALLET
340 | BRICKS SUPPLY | 302701 | RENDER BRICKS - DOUBLE HEIGHT (ADBRI) | 1200 | *per brick dble | 0.8596 | 1031.52 | 2021-07-15 | [HIDE] PER PALLET OF 300
345 | BRICK HARDWARE | 2204 | POLY DAMPCOURSE 300MMX30MX500UM | 1 | roll | 15.68 | 15.68 | 2021-07-15
346 | BRICK HARDWARE | 3029 | GAL LINTEL 600MM SPAN - 85X7 FLAT - 900MM LONG | 4 | each | 10.67 | 42.68 | 2021-07-15
347 | BRICK HARDWARE | 3030 | GAL LINTEL 900MM SPAN - 100X100- 1200MM LONG | 4 | each | 25.92 | 103.68 | 2021-07-15
348 | BRICK HARDWARE | 3031 | GAL LINTEL 1200MM SPAN - 100X100-1500MM LONG | 3 | each | 32.41 | 97.23 | 2021-07-15
349 | BRICK HARDWARE | 3033 | GAL LINTEL 1800MM SPAN - - 100X100 2100MM LONG | 2 | each | 45.37 | 90.74 | 2021-07-15
350 | BRICK HARDWARE | 3035 | GAL LINTEL 2400MM SPAN - 100X150- 2700MM LONG | 3 | each | 73.91 | 221.73 | 2021-07-15
351 | BRICK HARDWARE | 3038 | BRICK VENEER TIES-GALVANISED (MEDIUM DUTY WITH SCREWS) | 100 | each (per 100) | 0.3 | 30 | 2021-07-15
350 | BRICKLAYER LABOUR | 0001 | EXTRA FOR SMALL JOB | 1 | each | 500 | 500 | 2021-07-15
351 | BRICKLAYER LABOUR | 3051 | LAY DOUBLE HEIGHT COMMON BRICKS | 923 | each | 1.4 | 1292.2 | 2021-07-15 | incl supply of sand, cement, scaffold etc
352 | BRICKLAYER LABOUR | 3064 | EXTRA FOR BRICK PIERS PER LIN M | 9 | lin.m | 20 | 180 | 2021-07-15 | INCLUDING CORE FILL extra over brick price
353 | BRICKLAYER LABOUR | 3081 | EXTRA FOR ARTICULATION JOINT | 2 | each | 20 | 40 | 2021-07-15
355 | WINDOWS | 0002 | CUSTOM RAKED FIXED GLASS PANEL | 10.48 | m2 | 450 | 4716 | 2021-07-15
355 | WINDOWS | 0004 | BI FOLD SLIDING DOOR | 2.6 | lin.m | 1400 | 3640 | 2021-07-15
355 | WINDOWS | 321240 | SL 06-21 XO | 1 | each | 203.11 | 203.11 | 2021-07-15
355 | WINDOWS | 321460 | S0909 XO | 1 | each | 103.96 | 103.96 | 2021-07-15
355 | WINDOWS | 321470 | S0909 OBS XO | 2 | each | 164.05 | 328.1 | 2021-07-15
355 | WINDOWS | 321560 | S0918 XO | 3 | each | 225.54 | 676.62 | 2021-07-15
355 | WINDOWS | 321830 | S1209 XO | 1 | each | 118.736 | 118.736 | 2021-07-15
355 | WINDOWS | 321930 | S1218 XO | 3 | each | 268.528 | 805.584 | 2021-07-15
355 | WINDOWS | 322240 | S1506 OX | 4 | each | 79.34 | 317.36 | 2021-07-15
355 | WINDOWS | 322280 | S1509 OX | 3 | each | 132.88 | 398.64 | 2021-07-15
355 | WINDOWS | 322340 | S1512 OX | 2 | each | 153.49 | 306.98 | 2021-07-15
355 | WINDOWS | 322750 | S1809 OX/OX | 4 | each | 201.29 | 805.16 | 2021-07-15
355 | WINDOWS | 322790 | S1812 OX/OX | 2 | each | 236.01 | 472.02 | 2021-07-15
355 | WINDOWS | 323230 | S2009 OX/OX | 5 | each | 217.9 | 1089.5 | 2021-07-15
355 | WINDOWS | 323290 | S2018 OX/OX | 1 | each | 331.07 | 331.07 | 2021-07-15
355 | WINDOWS | 323990 | S2118 OX SGD | 1 | each | 588.876 | 588.876 | 2021-07-15
355 | WINDOWS | 324800 | SE2330 OXX SGD | 1 | each | 1723.61 | 1723.61 | 2021-07-15
355 | WINDOWS | 324980 | SE2348 OXXXXO SGD | 1 | each | 2675.22 | 2675.22 | 2021-07-15
355 | WINDOWS | 325160 | 12-12 LOUVRE 2BAY GLASS | 3 | each | 607.62 | 1822.86 | 2021-07-15
355 | WINDOWS | 325210 | 15-06 LOUVRE 1BAY GLASS | 5 | each | 321.39 | 1606.95 | 2021-07-15
355 | WINDOWS | 325250 | 15-12 LOUVRE 2BAY GLASS | 4 | each | 720.53 | 2882.12 | 2021-07-15
355 | WINDOWS | 325310 | 18-06 LOUVRE 1BAY GLASS | 1 | each | 376.45 | 376.45 | 2021-07-15
355 | WINDOWS | 325420 | 21-06 LOUVRE 1BAY GLASS | 8 | each | 503.6 | 4028.8 | 2021-07-15
355 | WINDOWS | 325450 | 21-12 LOUVRE 2BAY GLASS | 4 | each | 946.35 | 3785.4 | 2021-07-15
355 | WINDOWS | 326440 | INSTALL PINE REVEALS & DPC TO WINDOWS & SGDS | 67 | each | 9 | 603 | 2021-07-15
355 | WINDOWS | 326450 | PINE REVEALS 116X19 MM | 387 | lin m | 9 | 3483 | 2021-07-15 | ALL TIMBER TO BE {TIMBER TREATMENT - WIN REVEALS}
355 | WINDOWS | 326570 | DELIVERY WINDOWS | 1 | each | 500 | 500 | 2021-07-15
360 | LOCK-UP CARPENTER | 0002 | INSTALL TIMBER CLADDING WITH BATTENS | 19.92 | m2 | 40 | 796.8 | 2021-07-15
360 | LOCK-UP CARPENTER | 26172 | EXTRA TO INSTALL CLADDING (LINEA BOARD OR SIMILAR) | 5.32 | m2 | 35 | 186.2 | 2021-07-15 | EXTRA OVER FC SHEET
360 | LOCK-UP CARPENTER | 2624 | FIX FC & BEADING TO RAKING EAVES/SOFFITS | 40.7 | lin.m | 18.5 | 752.95 | 2021-07-15
360 | LOCK-UP CARPENTER | 2625 | FIX FC & BEADING TO HORIZONTAL EAVES/SOFFITS | 108.5 | lin.m | 18.5 | 2007.25 | 2021-07-15
360 | LOCK-UP CARPENTER | 2637 | WALL CLADDING (LINEA BOARD OR SIMILAR) | 147.2 | m2 | 35 | 5152 | 2021-07-15
360 | LOCK-UP CARPENTER | 26375 | WALL CLADDING SHEETING- HARDITEX/AXON OR SIMILAR | 11.32 | m2 | 25 | 283 | 2021-07-15
360 | LOCK-UP CARPENTER | 2640 | INSTALL TIMBER FASCIA | 9.8 | lin.m | 7.5 | 73.5 | 2021-07-15 | GARAGE DOOR JAMB- INCL SEALING AGAINST BRICK
360 | LOCK-UP CARPENTER | 2643 | INSTALL SHEET FLOORING -STRUCTAFLOOR /PLY OR SIMILAR | 65.96 | m2 | 14 | 923.44 | 2021-07-15
360 | LOCK-UP CARPENTER | 26430 | INSTALL WET AREA SHEET FLOORING - SECURA | 68.64 | m2 | 14 | 960.96 | 2021-07-15
360 | LOCK-UP CARPENTER | 2644 | FIT STANDARD BATH IN FRAME | 2 | each | 100 | 200 | 2021-07-15
360 | LOCK-UP CARPENTER | 26687 | INSTALL FLASHING TO WINDOW/DOOR HEAD | 53.8 | lin.m | 10 | 538 | 2021-07-15
365 | EXTERNAL DOORS / FRAMES | 23500 | ENVIROSEAL PROCTORWRAP 50M X 1500MM | 6 | each | 136.18 | 817.08 | 2021-07-15
365 | EXTERNAL DOORS / FRAMES | 23510 | STAPLES FOR SISALATION FIXING (BOX OF 5000) | 5 | box | 14.89 | 74.45 | 2021-07-15
365 | EXTERNAL DOORS / FRAMES | 25294 | PRE-PRIMED TREATED PINE 140X31 JAMBS | 15.3 | lin m (5.1) | 10.647 | 162.8991 | 2021-07-15 | 2/3.0m 1/5.1m
365 | EXTERNAL DOORS / FRAMES | 37790 | EXTERNAL FEATURE DOOR 2340MM HIGH X 1200MM WIDE | 1 | each | 567 | 567 | 2021-07-15 | ENTRY DOOR TYPE {ENTRY DOOR TYPE} ENTRY DOOR FINISH {ENTRY DOOR FINISH} ENTRY DOOR GLASS TYPE - {ENTRY GLASS TYPE} ENTRY DOOR FRAME TYPE - {ENTRY FRAME TYPE} ENTRY DOOR SIZE - {ENTRY DOOR SIZE}
365 | EXTERNAL DOORS / FRAMES | 37920 | DURACOTE EXTERNAL DOOR 820 X 2340MM | 3 | each | 195 | 585 | 2021-07-15 | EXTERNAL DOOR TYPE {EXTERNAL DOOR TYPE} EXTERNAL DOOR FINISH {EXTERNAL DOOR FINISH} EXTERNAL DOOR FRAME TYPE - {EXTERNAL FRAME TYPE} EXTERNAL DOOR SIZE - {EXTERNAL DOOR SIZE} EXTERNAL DOOR LOCATION - {EXT DOOR LOCATION}
365 | EXTERNAL DOORS / FRAMES | 38026 | ENTRY DOOR PINE QUICK FRAME *2410 X 887 | 3 | each | 375.375 | 1126.125 | 2021-07-15 | 140X40 JAMB SIZE WEATHER SEAL - {D QUICK FRAME DOOR SEAL} FIXED STOPS ALUMINIUM SILL HANDING TYPE RIGHT HAND HINGE (TYPE A) X {D ENTRY RH HINGE} LEFT HAND HINGE (TYPE B) X {D ENTRY LH HINGE} [HIDE] RP86 FOR BRISBANE (WITH SILLS) RP4 WITHOUT SILL DOORS
365 | EXTERNAL DOORS / FRAMES | 38028 | ENTRY DOOR PINE FRAME *2410 X 1267 | 1 | each | 472.5 | 472.5 | 2021-07-15 | 140X40 JAMB SIZE WEATHER SEAL - {D QUICK FRAME DOOR SEAL} FIXED STOPS ALUMINIUM SILL HANDING TYPE RIGHT HAND HINGE (TYPE A) X {D ENTRY RH HINGE} LEFT HAND HINGE (TYPE B) X {D ENTRY LH HINGE} [HIDE] RP86 FOR BRISBANE (WITH SILLS) RP4 WITHOUT SILL DOORS
365 | EXTERNAL DOORS / FRAMES | 3805 | DELIVERY | 1 | each | 90 | 90 | 2021-07-15
400 | CABINETMAKER | 3519 | CABINETS PC | 15000 | PC $ | 0.9091 | 13636.5 | 2021-07-15 | UPGRADE ALLOWANCE FOR HIGH END INCLUSIONS
400 | CABINETMAKER | 3521 | FLOOR CUPBOARDS | 14.4 | lin.m | 420 | 6048 | 2021-07-15
400 | CABINETMAKER | 35220 | LEVEL BAR 1200MM | 3 | lin.m | 577.5 | 1732.5 | 2021-07-15
400 | CABINETMAKER | 3526 | FRIDGE GABLE | 1 | each | 94.5 | 94.5 | 2021-07-15
400 | CABINETMAKER | 3533 | OVERHEAD CUPBOARDS | 3.3 | lin.m | 283.5 | 935.55 | 2021-07-15
400 | CABINETMAKER | 3536 | POT DRAWER | 6 | each | 105 | 630 | 2021-07-15
400 | CABINETMAKER | 3537 | RANGEHOOD CUTOUT | 1 | each | 94.5 | 94.5 | 2021-07-15
400 | CABINETMAKER | 3538 | WALL OVEN UNIT | 2 | each | 640.5 | 1281 | 2021-07-15
400 | CABINETMAKER | 3540 | VANITY OFF FLOOR CUPBOARDS | 8.6 | lin.m | 609 | 5237.4 | 2021-07-15
400 | CABINETMAKER | 3541 | SET OF DRAWERS TO VANITY | 7 | each | 189 | 1323 | 2021-07-15
400 | CABINETMAKER | 3542 | LAUNDRY FLOOR CUPBOARDS | 9.4 | lin.m | 472.5 | 4441.5 | 2021-07-15
400 | CABINETMAKER | 3544 | LAUNDRY CUPBOARD DRAWERS | 4 | each | 126 | 504 | 2021-07-15
400 | CABINETMAKER | 3551 | STANDARD EXTRAS OVER BASE KITCHEN | 1 | each | 934.5 | 934.5 | 2021-07-15
400 | CABINETMAKER | 3554 | 40MM STONE BENCHTOP- EXTRA OVER LAMINATE | 11 | m2 | 525 | 5775 | 2021-07-15
400 | CABINETMAKER | 3555 | 20MM STONE BENCHTOP- EXTRA OVER LAMINATE | 7.36 | m2 | 420 | 3091.2 | 2021-07-15
400 | CABINETMAKER | 3557 | EXTRA FOR WATERFALL STONE ENDS | 1 | each | 1260 | 1260 | 2021-07-15
400 | CABINETMAKER | 3559 | EXTRA FOR UNDERSLUNG SINK CUT-OUT | 1 | each | 210 | 210 | 2021-07-15
400 | CABINETMAKER | 3581 | CABINETRY 2 PAC UPGRADE 40% TOTAL PRICE | 47463 | each | 0.42 | 19934.46 | 2021-07-15
400 | CABINETMAKER | 3584 | STUDY DESK | 4.2 | lin.m | 409.5 | 1719.9 | 2021-07-15
400 | CABINETMAKER | 35850 | STUDY DRAWER SET | 4 | each | 115.5 | 462 | 2021-07-15
400 | CABINETMAKER | 35859500 | OUTDOOR KITCHEN FLOOR CUPBOARDS | 4.9 | lin.m | 750 | 3675 | 2021-07-15
400 | CABINETMAKER | 35859504 | OUTDOOR KITCHEN DRAWERS | 4 | each | 250 | 1000 | 2021-07-15
400 | CABINETMAKER | 35859505 | OUTDOOR KITCHEN FIXED COST | 1 | each | 1000 | 1000 | 2021-07-15
400 | CABINETMAKER | 35859510 | TV OR ENTERTAINMENT FLOOR UNIT | 5.8 | lin.m | 1200 | 6960 | 2021-07-15
400 | CABINETMAKER | 35859512 | TV OR ENTERTAINMENT DRAWER | 5 | each | 250 | 1250 | 2021-07-15
400 | CABINETMAKER | 35859516 | SINGLE OPEN SHELF FOR MUD ROOM | 29.6 | lin.m | 275 | 8140 | 2021-07-15
405 | TILE SUPPLY | 3601 | ALLOWANCE - BATHROOM WALL TILES | 194 | m2 | 36.3636 | 7054.5384 | 2021-07-15
405 | TILE SUPPLY | 3605 | ALLOWANCE - KITCHEN SPASHBACK TILES | 9 | m2 | 36.36 | 327.24 | 2021-07-15
405 | TILE SUPPLY | 3606 | ALLOWANCE - LAUNDRY SPASHBACK TILES | 4.64 | m2 | 36.36 | 168.7104 | 2021-07-15
405 | TILE SUPPLY | 3609 | ALLOWANCE - LAUNDRY SKIRTING TILES | 1.36 | m2 | 36.36 | 49.4496 | 2021-07-15
405 | TILE SUPPLY | 3611 | ALLOWANCE - BATHROOM FLOOR TILES | 50.4 | m2 | 36.36 | 1832.544 | 2021-07-15
405 | TILE SUPPLY | 3613 | ALLOWANCE - LAUNDRY FLOOR TILES | 32.52 | m2 | 36.36 | 1182.4272 | 2021-07-15
405 | TILE SUPPLY | 3616 | ALLOWANCE - MAIN FLOOR TILES | 149.12 | m2 | 36.36 | 5422.0032 | 2021-07-15
405 | TILE SUPPLY | 3620 | ALLOWANCE - PATIO FLOOR TILES | 205.84 | m2 | 36.36 | 7484.3424 | 2021-07-15
405 | TILE SUPPLY | 36202 | ALLOWANCE - BALCONY FLOOR TILES | 62.52 | m2 | 36.36 | 2273.2272 | 2021-07-15
405 | TILE SUPPLY | 3628 | ALUMINIUM ANGLE | 95 | each | 14.42 | 1369.9 | 2021-07-15 | 3.0 M LONG- BRIGHT SILVER
405 | TILE SUPPLY | 3636 | FEATURE TILE ALLOWANCE PC $600 | 5 | each | 545.45 | 2727.25 | 2021-07-15 | PER BATHROOM
405 | TILE SUPPLY | 3650 | TILE DELIVERY | 14 | each | 80 | 1120 | 2021-07-15
417 | WALL & CEILING INSULATION | 36985 | SUPPLY & INSTALL R1.5 WALL BATTS 75MM | 292.92 | m2 | 4.3 | 1259.556 | 2021-07-15
424 | PLASTERBOARD CONTRACTOR | 3752 | 10MM PLASTERBOARD TO CEILINGS NETT RATE | 517.64 | m2 | 14 | 7246.96 | 2021-07-15 | INCLUDES BACKBLOCKING
424 | PLASTERBOARD CONTRACTOR | 37520 | EXTRA FOR RAKED/ CATHEDRAL CEILINGS | 143.96 | m2 | 15 | 2159.4 | 2021-07-15
424 | PLASTERBOARD CONTRACTOR | 3752003 | 10MM WR BOARD TO CEILINGS NETT RATE | 208 | m2 | 18 | 3744 | 2021-07-15 | INCLUDES BACKBLOCKING
424 | PLASTERBOARD CONTRACTOR | 3753 | 10MM PLASTERBOARD TO PARTITIONS NETT RATE | 1171.44 | m2 | 13 | 15228.72 | 2021-07-15
424 | PLASTERBOARD CONTRACTOR | 3755 | EXTRA FOR 6MM VILLABOARD LINING NETT RATE | 174.44 | m2 | 6 | 1046.64 | 2021-07-15 | supply, fix & finish
424 | PLASTERBOARD CONTRACTOR | 37575 | SQUARE SET CEILING / WALL | 475 | lin.m | 8.2 | 3895 | 2021-07-15 | supply, fix & finish
424 | PLASTERBOARD CONTRACTOR | 37576 | SHEET & SET SKYLIGHT SHAFT (VELUX OR SIMILAR) | 1 | each | 110 | 110 | 2021-07-15 | supply, fix & finish
424 | PLASTERBOARD CONTRACTOR | 3758 | EXTERNAL OR NON 90 DEG ANGLE TO 2.7M | 48 | each | 28.1 | 1348.8 | 2021-07-15
424 | PLASTERBOARD CONTRACTOR | 37580 | SET OPENING OR BULKHEAD | 19 | lin.m | 15 | 285 | 2021-07-15 | supply, fix & finish
424 | PLASTERBOARD CONTRACTOR | 3760 | PREPAINT | 1 | each | 57.8 | 57.8 | 2021-07-15
424 | PLASTERBOARD CONTRACTOR | 3767800 | EXTRA FOR STAIR VOID | 2 | each | 500 | 1000 | 2021-07-15
425 | DOOR LOCKS | 3814 | ENTRANCE SET | 1 | each | 450 | 450 | 2021-07-15
425 | DOOR LOCKS | 3816 | TRILOCK ENTRANCE LEVER SET | 3 | each | 210.48 | 631.44 | 2021-07-15
425 | DOOR LOCKS | 3829 | INTERNAL DOOR PASSAGE SETS | 2 | each | 85 | 170 | 2021-07-15
425 | DOOR LOCKS | 3831 | INTERNAL PRIVACY SET | 9 | each | 115 | 1035 | 2021-07-15
425 | DOOR LOCKS | 3834 | CAVITY SLIDING DOOR PASSAGE SET | 6 | each | 50 | 300 | 2021-07-15
425 | DOOR LOCKS | 38344 | U TRACK CAVITY SLIDER EVOLUTION BUMP STOP DOUBLE/ PAIR | 1 | each | 15 | 15 | 2021-07-15
425 | DOOR LOCKS | 38403 | HIRLINE HINGE 100MM-STAINLESS STEEL | 30 | each | 7.23 | 216.9 | 2021-07-15
425 | DOOR LOCKS | 38405 | LIFT OFF HINGE 100MM - STAINLESS STEEL | 3 | each | 12.05 | 36.15 | 2021-07-15
425 | DOOR LOCKS | 3844 | MAGNETIC DOOR STOP / CATCH | 8 | each | 22.92 | 183.36 | 2021-07-15
425 | DOOR LOCKS | 384401 | BUMPER STOP | 7 | each | 8.51 | 59.57 | 2021-07-15
430 | INTERNAL DOORS | 38642 | HUMES ACCENT DOOR 2340 HIGH | 17 | each | 104.2335 | 1771.9695 | 2021-07-15
435 | FINISHING TIMBER | 23629 | SENCO ANGLED BRAD NAILS 38MM - PER PACK OF 3000 | 2 | each | 40.55 | 81.1 | 2021-07-15
435 | FINISHING TIMBER | 3900 | 66 X 11MM FJP SKIRT/ARCHITRAVE | 405 | lin m (5.4) | 1.7107 | 692.8335 | 2021-07-15
435 | FINISHING TIMBER | 3901 | 42 X 11MM FJP SKIRT/ARCHITRAVE | 507.6 | lin m (5.4) | 1.1642 | 590.9479 | 2021-07-15
435 | FINISHING TIMBER | 39103 | 112X18MM FJP DAR | 16.2 | lin m (5.4) | 4.4788 | 72.5566 | 2021-07-15
435 | FINISHING TIMBER | 3911 | 92X18MM FJP DAR | 70.2 | lin m (5.4) | 3.4214 | 240.1823 | 2021-07-15
435 | FINISHING TIMBER | 3916 | 31X11MM FJP DAR | 70.2 | lin m (5.4) | 0.8672 | 60.8774 | 2021-07-15
435 | FINISHING TIMBER | 3960 | DELIVERY FINISHING TIMBER | 1 | each | 90 | 90 | 2021-07-15
445 | FINISHING CARPENTER | 2659 | FIT EXTERNAL DOOR FURNITURE | 4 | each | 20 | 80 | 2021-07-15
445 | FINISHING CARPENTER | 2663 | FIT INTERNAL DOORS INCL JAMBS, STOPS & ARCS | 11 | each | 65 | 715 | 2021-07-15
445 | FINISHING CARPENTER | 2665 | FIT INTERNAL SLIDING DOORS INCL JAMBS, ARCS | 6 | each | 80 | 480 | 2021-07-15
445 | FINISHING CARPENTER | 26655 | EXTRA FOR FITTING 2340MM HIGH DOORS | 11 | each | 5 | 55 | 2021-07-15
445 | FINISHING CARPENTER | 2666 | FIX SKIRTING | 360.7 | lin.m | 2.8 | 1009.96 | 2021-07-15
445 | FINISHING CARPENTER | 26685 | FIT ARCHITRAVES TO WINDOWS/ SGDS | 42 | each | 20 | 840 | 2021-07-15
445 | FINISHING CARPENTER | 2697 | FIT 13 TREAD RHS STRINGERS & TREADS | 1 | each | 650 | 650 | 2021-07-15
445 | FINISHING CARPENTER | 3763 | MANHOLE | 2 | each | 42.5 | 85 | 2021-07-15
450 | STAIRS | 4810 | PS ALLOWANCE INTERNAL STAIRS & BALUSTRADES | 15000 | each | 0.9091 | 13636.5 | 2021-07-15 | INCLUDES BALUSTRADE TO STAIRS
452 | BALUSTRADE | 4910 | BALUSTRADE ALLOWANCE PC $380/M | 11.1 | lin m | 345.45 | 3834.495 | 2021-07-15 | INTERNAL VOID BALUSTRADE
452 | BALUSTRADE | 49102 | FRAMELESS GLASS BALUSTRADING ALLOWANCE | 39.6 | lin m | 550 | 21780 | 2021-07-15 | FRAMELESS INCLUDING HAND RAIL
455 | EXTERNAL FEATURES | 0004 | SUPPLY CORNER STONE PIECES | 108.3 | lin.m | 165 | 17869.5 | 2021-07-15
455 | EXTERNAL FEATURES | 5038 | FEATURE STONE | 97.44 | m2 | 150 | 14616 | 2021-07-15 | RANGE TBC TO CONFIRM PRICING
465 | WATERPROOFING | 5155 | WATERPROOF FLASHING | 132.6 | lin m | 10 | 1326 | 2021-07-15
465 | WATERPROOFING | 5157 | WATERPROOF BATHROOM FLOOR | 42 | m2 | 28 | 1176 | 2021-07-15 | add joins & perimeter
465 | WATERPROOFING | 5160 | WATERPROOF STANDARD BATH | 3 | each | 60 | 180 | 2021-07-15 | extra over room perimeter flashing
465 | WATERPROOFING | 5175 | WATERPROOF SHOWER 900 X 900 TILED BASE | 1 | each | 100 | 100 | 2021-07-15
465 | WATERPROOFING | 5177 | WATERPROOF SHOWER 900 X 1200 TILED BASE | 2 | each | 150 | 300 | 2021-07-15
465 | WATERPROOFING | 5178 | WATERPROOF SHOWER 900 X 1500 TILED BASE | 1 | each | 160 | 160 | 2021-07-15
465 | WATERPROOFING | 5179 | WATERPROOF SHOWER 1000 X 1800 TILED BASE | 1 | each | 180 | 180 | 2021-07-15
465 | WATERPROOFING | 517919 | SUPPLY AND INSTALL SMART TILE FLOOR WASTE~ | 10 | each | 60 | 600 | 2021-07-15
465 | WATERPROOFING | 517921 | WALL NICHES EACH~ | 5 | each | 35 | 175 | 2021-07-15
465 | WATERPROOFING | 517925 | SUPPLY & INSTALL BALCONY EDGE FLASHING | 37 | lin.m | 35 | 1295 | 2021-07-15
465 | WATERPROOFING | 51800 | WATERPROOF WALLS | 44.16 | m2 | 20 | 883.2 | 2021-07-15 | FOR STONE EXTERNAL AREAS
465 | WATERPROOFING | 51801 | WATERPROOF BALCONY FLOOR | 56.84 | m2 | 35 | 1989.4 | 2021-07-15
465 | WATERPROOFING | 5182 | SUPPLY & INSTALL WATERSTOP ANGLE | 7 | lin.m | 15 | 105 | 2021-07-15
470 | CERAMIC TILING | 0001 | ADDITIONAL LABOUR FOR ASSUMED FEATURE WALLS PER BATHROOM | 5 | each | 300 | 1500 | 2021-07-15
470 | CERAMIC TILING | 5205 | FIX WALL TILING INCL GLUE & GROUT | 161.68 | m2 | 70 | 11317.6 | 2021-07-15 | INCLUDING ANGLE INSTALLATION
470 | CERAMIC TILING | 5207 | FIX FLOOR TILING INCL GLUE & GROUT | 69.12 | m2 | 70 | 4838.4 | 2021-07-15
470 | CERAMIC TILING | 5209 | FIX SPLASHBACK WALL TILING INCL GLUE & GROUT | 11.72 | m2 | 36 | 421.92 | 2021-07-15
470 | CERAMIC TILING | 5211 | FIX SKIRTING TILING INCL GLUE & GROUT | 5.7 | lin m | 17.5 | 99.75 | 2021-07-15
470 | CERAMIC TILING | 5215 | FIX STEPTREAD TILING INCL GLUE & GROUT | 3.9 | lin m | 60 | 234 | 2021-07-15
470 | CERAMIC TILING | 5218 | BED RECESSED FLOOR PRIOR TO TILING | 6.36 | m2 | 100 | 636 | 2021-07-15 | SHOWER FLOOR
470 | CERAMIC TILING | 5225 | FIX MAIN FLOOR AREAS INCL GLUE & GROUT | 135.56 | m2 | 57 | 7726.92 | 2021-07-15 | STANDARD PRESSED EDGE
470 | CERAMIC TILING | 5227 | FIX EXTERNAL FLOOR AREAS INCL GLUE & GROUT | 243.96 | m2 | 57 | 13905.72 | 2021-07-15 | STANDARD PRESSED EDGE
470 | CERAMIC TILING | 5238 | TILE NICHE | 5 | each | 50 | 250 | 2021-07-15
470 | CERAMIC TILING | 5239 | EXPANSION JOINT IN TILE FLOORING | 91.2 | lin m | 3 | 273.6 | 2021-07-15
470 | CERAMIC TILING | 5243 | PATCH SGD REBATE | 10.4 | lin.m | 15 | 156 | 2021-07-15
470 | CERAMIC TILING | 5249 | FIX DRY LAY STONE WORK INC GLUE | 101.2 | m2 | 350 | 35420 | 2021-07-15
472 | JOINT SEALING | 5233 | SILICONE INTERNAL ANGLES -SINGLE BATHROOM ALLOWANCE | 1 | item | 110 | 110 | 2021-07-15
472 | JOINT SEALING | 52335 | SILICONE INTERNAL ANGLES -EXTRA BATHROOM ALLOWANCE | 4 | each | 80 | 320 | 2021-07-15
472 | JOINT SEALING | 5292 | SUPPLY & FIX FLOOR JOINT SEALANT | 322.7 | lin.m | 3.3 | 1064.91 | 2021-07-15
472 | JOINT SEALING | 52920 | EXTRA FOR ARTICULATION JOINT - UP TO 2.7M | 2 | each | 25.65 | 51.3 | 2021-07-15
472 | JOINT SEALING | 529200 | SUPPLY & FIX WINDOW REVEAL JOINT SEALANT | 246.8 | lin.m | 3.3 | 814.44 | 2021-07-15
475 | SHOWER SCREENS | 53500 | SEMI FRAMELESS 2000 X 800 MM FIXED GLASS PANEL SUPPLIED & INSTALLED | 1 | each | 685.3 | 685.3 | 2021-07-15
475 | SHOWER SCREENS | 5354 | SEMI FRAMELESS 2000 X 1400MM PIVOT SHOWER SCREEN SUPPLIED & INSTALLED | 1 | each | 561 | 561 | 2021-07-15
475 | SHOWER SCREENS | 5358 | SEMI FRAMELESS 2000 X 1000 X 1000MM PIVOT SHOWER SCREEN SUPPLIED & INSTALLED | 1 | each | 679.8 | 679.8 | 2021-07-15
475 | SHOWER SCREENS | 5359 | SEMI FRAMELESS 2000 X 1200 X 1000MM PIVOT SHOWER SCREEN SUPPLIED & INSTALLED | 2 | each | 732.6 | 1465.2 | 2021-07-15
480 | MIRRORS | 5431 | 900 X 900 POLISHED EDGE MIRROR SUPPLIED & INSTALLED | 1 | each | 99 | 99 | 2021-07-15
480 | MIRRORS | 5433 | 900 X 1400 POLISHED EDGE MIRROR SUPPLIED & INSTALLED | 2 | each | 133.1 | 266.2 | 2021-07-15
480 | MIRRORS | 5435 | 900 X 1800 POLISHED EDGE MIRROR SUPPLIED & INSTALLED | 1 | each | 163.9 | 163.9 | 2021-07-15
480 | MIRRORS | 5438 | 900 X 2400 POLISHED EDGE MIRROR SUPPLIED & INSTALLED | 1 | each | 206.8 | 206.8 | 2021-07-15
505 | PLUMBING - PC ITEMS | 5515 | HOSE COCK BALL WITH LEVER HANDLE 15MM | 2 | each | 12.29 | 24.58 | 2021-07-15
505 | PLUMBING - PC ITEMS | 561449 | RADIANT 250L ELECTRIC STORAGE HWS | 1 | each | 752.7555 | 752.7555 | 2021-07-15 | OSP16506
505 | PLUMBING - PC ITEMS | 5627 | S/S 45L BENCHLINE TUB | 1 | each | 105.84 | 105.84 | 2021-07-15
505 | PLUMBING - PC ITEMS | 5635 | SINK | 2 | each | 650 | 1300 | 2021-07-15
505 | PLUMBING - PC ITEMS | 5640 | VANITY BASIN | 7 | each | 300 | 2100 | 2021-07-15
505 | PLUMBING - PC ITEMS | 56498 | BASIN PLUG/WASTE | 7 | each | 11.55 | 80.85 | 2021-07-15
505 | PLUMBING - PC ITEMS | 564982 | BATH PLUG/WASTE | 3 | each | 14.175 | 42.525 | 2021-07-15
505 | PLUMBING - PC ITEMS | 56534 | FREESTANDING BATH | 3 | each | 2000 | 6000 | 2021-07-15
505 | PLUMBING - PC ITEMS | 5669 | WC SUITE | 5 | each | 500 | 2500 | 2021-07-15
505 | PLUMBING - PC ITEMS | 5680 | DOUBLE TOWEL RAIL | 5 | each | 90 | 450 | 2021-07-15
505 | PLUMBING - PC ITEMS | 5684 | TOILET ROLL HOLDER | 5 | each | 50 | 250 | 2021-07-15
505 | PLUMBING - PC ITEMS | 5751 | DELIVERY SINKS/ BASINS | 1 | each | 10.5 | 10.5 | 2021-07-15
505 | PLUMBING - PC ITEMS | 5752 | DELIVERY PLUMBING BATHS & WALL MIXERS | 1 | each | 10.5 | 10.5 | 2021-07-15
505 | PLUMBING - PC ITEMS | 5753 | DELIVERY PLUMBING PC ITEMS | 1 | each | 10.5 | 10.5 | 2021-07-15
505 | PLUMBING - PC ITEMS | 5805 | BASIN SET | 7 | each | 200 | 1400 | 2021-07-15
505 | PLUMBING - PC ITEMS | 58065000 | BATH SPOUT | 3 | each | 150 | 450 | 2021-07-15
505 | PLUMBING - PC ITEMS | 5807 | SHOWER SET | 7 | each | 250 | 1750 | 2021-07-15
505 | PLUMBING - PC ITEMS | 5808 | LAUNDRY SET | 1 | each | 200 | 200 | 2021-07-15
505 | PLUMBING - PC ITEMS | 5809 | WASHING MACHINE TAPS | 1 | each | 14.175 | 14.175 | 2021-07-15
505 | PLUMBING - PC ITEMS | 5820 | SINK SET | 2 | each | 500 | 1000 | 2021-07-15
505 | PLUMBING - PC ITEMS | 58220 | FREESTANDING BATH SET | 3 | each | 600 | 1800 | 2021-07-15
505 | PLUMBING - PC ITEMS | 5836 | SHOWER HEAD | 7 | each | 500 | 3500 | 2021-07-15
510 | PAINTER | 4818 | ALLOWANCE TO PAINT OR CLEAR FINISH STAIRS | 1 | each | 800 | 800 | 2021-07-15
510 | PAINTER | 5960 | LIVING/ GARAGE AREA PAINTERS RATE | 544.96 | m2 | 45 | 24523.2 | 2021-07-15 | RATE INCLUDES -TOUCH-UPS
510 | PAINTER | 5965 | CARPORT/ PATIO AREA PAINTERS RATE | 243.96 | m2 | 45 | 10978.2 | 2021-07-15 | RATE INCLUDES -TOUCH-UPS [HIDE]BRICK VENEER BRISBANE RATE
510 | PAINTER | 59672 | EXTRA FOR 2 STOREY OR GREATER | 788.92 | m2 | 3 | 2366.76 | 2021-07-15
510 | PAINTER | 5980 | EXTRA TO PAINT EXTERNAL CLADDING BOARDS TO GABLES | 22.24 | m2 | 18.55 | 412.552 | 2021-07-15
510 | PAINTER | 59802 | PAINTING OF EXTERNAL RENDER | 127.44 | m2 | 14 | 1784.16 | 2021-07-15
510 | PAINTER | 59806 | EXTRA TO PAINT RAISED GABLE ENDS | 2 | each | 100 | 200 | 2021-07-15
510 | PAINTER | 59808 | PAINT EXTERNAL CLADDING BOARDS TO WALLS | 211.28 | m2 | 18.55 | 3919.244 | 2021-07-15
510 | PAINTER | 5986 | PAINT TIMBER POSTS | 45 | lin m | 25 | 1125 | 2021-07-15
510 | PAINTER | 59875 | EXTRA FOR PAINTING 2340MM HIGH DOORS | 17 | each | 27.27 | 463.59 | 2021-07-15
510 | PAINTER | 6000 | PAINT GAL STAIR STRINGERS | 6.6 | lin m | 7.5 | 49.5 | 2021-07-15
510 | PAINTER | 6058 | PAINT ENTRY DOOR | 1 | each | 100 | 100 | 2021-07-15
515 | PLUMBER - FIT-OFF | 1179 | STANDARD FITOUT | 1 | each | 1300 | 1300 | 2021-07-15 | (7 FIXTURES, 1 VENT, 2 HOSE TAPS,TEMPERING VALVES, PRESSURE LIMITING VALVE, DISHWASHER PROVISION & COLD WATER EXPANSION VALVE)
516 | PLUMBER - FIT-OFF | 1180 | FITOUT FOR ENSUITE | 4 | each | 400 | 1600 | 2021-07-15
517 | PLUMBER - FIT-OFF | 1181 | EXTRA FITOUT PER FIXTURE | 7 | each | 150 | 1050 | 2021-07-15
518 | PLUMBER - FIT-OFF | 1183 | EXTRA FOR HOSE TAP WITH VACUUM BREAKER | 2 | each | 200 | 400 | 2021-07-15 | INCLUDES ROUGH IN & FIT-OFF
520 | PLUMBER - FIT-OFF | 11831 | PROVIDE FRIDGE TAP | 1 | each | 200 | 200 | 2021-07-15 | INCLUDES ROUGH IN & FIT-OFF
523 | PLUMBER - FIT-OFF | 1198 | POOL BACKWASH DRAIN | 1 | each | 180 | 180 | 2021-07-15
524 | PLUMBER - FIT-OFF | 2703 | SUPPLY AND INSTALL PVC DOWNPIPES TO 3.0M | 14 | each | 60 | 840 | 2021-07-15
525 | PLUMBER - FIT-OFF | 2704 | SUPPLY AND INSTALL PVC DOWNPIPES-TO 6.0M | 4 | each | 120 | 480 | 2021-07-15
526 | PLUMBER - FIT-OFF | 2705 | SUPPLY AND INSTALL PVC DOWNPIPE SPREADERS | 6 | each | 48.45 | 290.7 | 2021-07-15
520 | APPLIANCES | 6121 | COOKTOP (A) | 1 | each | 2500 | 2500 | 2021-07-15
520 | APPLIANCES | 6131 | OVEN (A) | 2 | each | 3000 | 6000 | 2021-07-15
520 | APPLIANCES | 6151 | RANGEHOOD (A) | 1 | each | 1000 | 1000 | 2021-07-15
520 | APPLIANCES | 6156 | DISHWASHER | 1 | each | 1000 | 1000 | 2021-07-15
530 | ELECTRICAL FITTINGS | 6197 | LIGHT FITTING PC PER FITTING | 108 | each | 25 | 2700 | 2021-07-15
530 | ELECTRICAL FITTINGS | 62120 | BRILLIANT 4 ABS BLADED WHITE CEILING FAN | 11 | each | 200 | 2200 | 2021-07-15
530 | ELECTRICAL FITTINGS | 6215 | IXL TASTIC HEATER / EXHAUST FAN / LIGHT 3 IN 1 COMBO | 6 | each | 178.17 | 1069.02 | 2021-07-15
537 | TV ANTENNAS | 62580 | SUPPLY & INSTALL TV ANTENNA | 1 | each | 150 | 150 | 2021-07-15
545 | FINAL CARPENTER | 2681 | FIT ACCESSORIES | 15 | each | 12 | 180 | 2021-07-15 | TOWEL RAILS, WC ROLL HOLDERS ETC
545 | FINAL CARPENTER | 2682 | FINAL FITOUT | 2 | each | 250 | 500 | 2021-07-15 | REHANG DOORS & DOOR FURNITURE, DOOR STOPS ETC
548 | FIRE PLACES & INTERNAL HEATING | 0001 | SUPPLY & INSTALL FIRE PLACE ALLOWANCE WALLS & WALL FINISH NOT INCLUDED | 15000 | each | 0.9091 | 13636.5 | 2021-07-15
551 | DUCTED AIRCONDITIONING | 628010 | MY AIR CONTROLLER WITH SENSORS 4 ZONES $1450- 5 ZONES $1500- 6 ZONES~ | 1 | each | 1318.18 | 1318.18 | 2021-07-15
551 | DUCTED AIRCONDITIONING | 62850 | SUPPLY AND INSTALL 24 KW PREMIUM DUCTED AIR CON- 12 OUTLETS AND 6 ZONES~ | 1 | each | 17915.63 | 17915.63 | 2021-07-15
551 | DUCTED AIRCONDITIONING | 62950 | EXTRA CONTROLLER FOR SECOND LEVEL IF REQUIRED~ | 1 | each | 240.91 | 240.91 | 2021-07-15
551 | DUCTED AIRCONDITIONING | 62970 | 2 STOREY HOME EXTRA INSTALLATION FOR DUCTED SYSTEM | 1 | each | 397.725 | 397.725 | 2021-07-15
565 | FLOOR FINISHING | 6401a | SUPPLY & INSTALL FLOORING AS PER QUOTE | 1 | quote | 7650 | 7650 | 2021-07-15 | Ground Floor Option 1: To sand and refinish existing timber in gym, study, rumpus, hallway, bed 2, bed 3 & bed 3 to change timber colour – based on 153m2
565 | FLOOR FINISHING | 6401b | SUPPLY & INSTALL FLOORING AS PER QUOTE | 1 | quote | 10074 | 10074 | 2021-07-15 | First Floor (tongue & groove option): To rough sand sub floor To supply and install solid 80mm x 14mm tongue and groove ELK FALLS timber flooring via trowel glue and secret nailed method to retreat, halls & bed 1 – based on 69m2 inc waste To sand and polish with 3 coats of commercial waterbase Bona Traffic HD finish – gloss level TBC
570 | SCREENS | 328110 | SL 06-21 XO FLYSCREEN | 1 | each | 23.712 | 23.712 | 2021-07-15 | Screen prices include delivery
570 | SCREENS | 328260 | S0909 XO FLYSCREEN | 3 | each | 14.526 | 43.578 | 2021-07-15 | Screen prices include delivery
570 | SCREENS | 328320 | S0918 XO FLYSCREEN | 3 | each | 22.8 | 68.4 | 2021-07-15 | Screen prices include delivery
570 | SCREENS | 328535 | S1209 XO FLYSCREEN | 1 | each | 17.28 | 17.28 | 2021-07-15 | Screen prices include delivery
570 | SCREENS | 328600 | S1218 XO FLYSCREEN | 3 | each | 27.336 | 82.008 | 2021-07-15 | Screen prices include delivery
570 | SCREENS | 328815 | S1506 OX FLYSCREEN | 3 | each | 16.092 | 48.276 | 2021-07-15 | Screen prices include delivery
570 | SCREENS | 328835 | S1509 OX FLYSCREEN | 4 | each | 20.04 | 80.16 | 2021-07-15 | Screen prices include delivery
570 | SCREENS | 328855 | S1512 OX FLYSCREEN | 2 | each | 23.976 | 47.952 | 2021-07-15 | Screen prices include delivery
570 | SCREENS | 329195 | S1809 OX/OX FLYSCREEN | 4 | each | 50.712 | 202.848 | 2021-07-15 | Screen prices include delivery
570 | SCREENS | 329215 | S1812 OX/OX FLYSCREEN | 2 | each | 55.242 | 110.484 | 2021-07-15 | Screen prices include delivery
570 | SCREENS | 329620 | S2009 OX/OX FLYSCREEN | 5 | each | 52.536 | 262.68 | 2021-07-15 | Screen prices include delivery
570 | SCREENS | 329680 | S2018 OX/OX FLYSCREEN | 1 | each | 67.308 | 67.308 | 2021-07-15 | Screen prices include delivery
570 | SCREENS | 329820 | S2106 OX/OX FLYSCREEN | 2 | each | 48.336 | 96.672 | 2021-07-15 | Screen prices include delivery
570 | SCREENS | 330350 | S2118 OX SGD FLYSCREEN | 1 | each | 162.75 | 162.75 | 2021-07-15 | Screen prices include delivery
570 | SCREENS | 331160 | SE2330 OXX SGD FLYSCREENS | 1 | each | 335.226 | 335.226 | 2021-07-15 | Screen prices include delivery
570 | SCREENS | 331340 | SE2348 OXXXXO SGD FLYSCREENS | 1 | each | 500.958 | 500.958 | 2021-07-15 | Screen prices include delivery
570 | SCREENS | 331520 | 12-12 LOUVRE 2BAY FLYSCREEN | 3 | each | 33.756 | 101.268 | 2021-07-15 | Screen prices include delivery
570 | SCREENS | 331575 | 15-06 LOUVRE 1BAY FLYSCREEN | 5 | each | 25.128 | 125.64 | 2021-07-15 | Screen prices include delivery
570 | SCREENS | 331615 | 15-12 LOUVRE 2BAY FLYSCREEN | 4 | each | 37.104 | 148.416 | 2021-07-15 | Screen prices include delivery
570 | SCREENS | 331670 | 18-06 LOUVRE 1BAY FLYSCREEN | 1 | each | 27.294 | 27.294 | 2021-07-15 | Screen prices include delivery
570 | SCREENS | 331765 | 21-06 LOUVRE 1BAY FLYSCREEN | 8 | each | 29.466 | 235.728 | 2021-07-15 | Screen prices include delivery
570 | SCREENS | 331805 | 21-12 LOUVRE 2BAY FLYSCREEN | 4 | each | 43.806 | 175.224 | 2021-07-15 | Screen prices include delivery
575 | PROPRIETRY SHELVING | 4304 | CUSTOM MADE SHELF & RAIL 1200MM | 2 | each | 67.32 | 134.64 | 2021-07-15
575 | PROPRIETRY SHELVING | 4308 | CUSTOM MADE SHELF & RAIL 1800MM | 3 | each | 143.48 | 430.44 | 2021-07-15
575 | PROPRIETRY SHELVING | 4312 | CUSTOM MADE SHELF & RAIL 2400MM | 3 | each | 177.14 | 531.42 | 2021-07-15
575 | PROPRIETRY SHELVING | 4314 | CUSTOM MADE SHELF & RAIL 2700MM | 2 | each | 236.47 | 472.94 | 2021-07-15
575 | PROPRIETRY SHELVING | 4316 | CUSTOM MADE SHELF & RAIL 3000MM | 1 | each | 253.3 | 253.3 | 2021-07-15
575 | PROPRIETRY SHELVING | 4327 | CUSTOM MADE DRAWER UNIT | 8 | each | 204 | 1632 | 2021-07-15
575 | PROPRIETRY SHELVING | 4332 | CUSTOM MADE SHELVES BANK OF 4 X 450MM | 8 | each | 143.48 | 1147.84 | 2021-07-15
575 | PROPRIETRY SHELVING | 4342 | CUSTOM MADE SHELVES LINEN / PANTY 4 X 1200MM | 1 | each | 269.28 | 269.28 | 2021-07-15
575 | PROPRIETRY SHELVING | 4346 | CUSTOM MADE SHELVES LINEN / PANTY 4 X 1800MM | 1 | each | 446.42 | 446.42 | 2021-07-15
575 | PROPRIETRY SHELVING | 4350 | CUSTOM MADE SHELVES LINEN / PANTY 4 X 2400MM | 1 | each | 581.06 | 581.06 | 2021-07-15
575 | PROPRIETRY SHELVING | 4354 | CUSTOM MADE SHELVES LINEN / PANTY 4 X 3000MM | 1 | each | 758.2 | 758.2 | 2021-07-15
577 | PHOTOVOLTAIC SYSTEMS | 6675 | SUPPLY & INSTALL 6.61 KW SOLAR PV SYSTEM | 2 | each | 4409.09 | 8818.18 | 2021-07-15
580 | SPECIAL ITEMS | 6712 | ALLOWANCE TO SUPPLY & INSTALL POWDER COATED ALUMINIUM HORIZONTAL SLATTED SCREEN/M2 | 10.24 | m2 | 450 | 4608 | 2021-07-15
590 | GARAGE DOORS | 6923 | PANEL LIFT DOOR 2400X4800 | 1 | each | 1050 | 1050 | 2021-07-15
590 | GARAGE DOORS | 69301 | REMOTE CONTROL TO PANELIFT DOOR | 1 | each | 250 | 250 | 2021-07-15 | 2 HANDSETS & WALL BUTTON
595 | HOUSE CLEAN | 6912 | INTERNAL HOUSE CLEAN | 544.96 | m2 | 3.5 | 1907.36 | 2021-07-15
595 | HOUSE CLEAN | 6913 | HOUSE CLEAN -PATIOS & CARPORTS | 243.96 | m2 | 3.5 | 853.86 | 2021-07-15 | *** DO NOT PLACE ORDER *** CLEANING OF THESE AREAS BY PACIFIC BLUE
600 | SWIMMING POOL | 6510 | SWIMMING POOL PS ALLOWANCE | 50000 | each | 0.9091 | 45455 | 2021-07-15 | NO DETAILS ON POOL/POOL SURROUND AND WHETHER THE EXISTING WILL REMAIN REMOVE IF NOT REQUIRED
605 | SWIMMING POOL FENCE | 6590 | POOL FENCING PS ALLOWANCE | 10000 | each | 0.9091 | 9091 | 2021-07-15 | NO DETAILS ON POOL FENCING AND WHETHER THE EXISTING WILL REMAIN REMOVE IF NOT REQUIRED
625 | EXTERNAL CONCRETE LABOUR | 6557 | SUPPLY & INSTALL EXPOSED AGGREGATE DRIVEWAY | 70 | m2 | 90 | 6300 | 2021-07-15
640 | CLOTHESLINES | 659115 | WALL/ FENCE MOUNTED FOLDING CLOTHESLINE 2.3 LONG X 1.0M DEEP | 1 | each | 120 | 120 | 2021-07-15 | COLOUR - {CLOTHESLINE COLOUR} [HIDE]
640 | CLOTHESLINES | 65930 | INSTALL WALL MOUNTED CLOTHESLINE | 1 | each | 50 | 50 | 2021-07-15
665 | SITE CLEAN | 6931 | PROVISIONAL ALLOWANCE FOR TWO SITE CLEANS. INC. TIP FEES | 1 | each | 800 | 800 | 2021-07-15
665 | SITE CLEAN | 6932 | SITE CLEAN AREA ALLOWANCE | 788.92 | m2 | 2 | 1577.84 | 2021-07-15
670 | SKIP HIRE | 6955 | SKIP HIRE | 13 | each | 641.81 | 8343.53 | 2021-07-15
700 | MISCELLANEOUS | 7301 | MISCELLANEOUS HARDWARE | 2 | each | 250 | 500 | 2021-07-15
700 | MISCELLANEOUS | 7305 | MISCELLANEOUS LABOUR | 10 | hour | 100 | 1000 | 2021-07-15
700 | MISCELLANEOUS | 7310 | MISCELLANEOUS MATERIALS | 2 | each | 150 | 300 | 2021-07-15
705 | TEMPORARY SERVICES | 7352 | ALLOWANCE FOR TEMPORARY POWER | 1 | each | 500 | 500 | 2021-07-15
710 | CONTINGENCY | 0090 | CONTRACT SUPERVISION 2-STOREY | 1 | each | 5000 | 5000 | 2021-07-15
710 | CONTINGENCY | 7453 | CONTINGENCY | 788.92 | m2 | 15 | 11833.8 | 2021-07-15
715 | MAINTENANCE | 7481 | MAINTENANCE PER JOB | 2 | each | 250 | 500 | 2021-07-15

## WIP
44392
|  | Job | FH102 | SOUTER - 461 FORMOSA
CC_Group_Code | CC_Group_Name | Cost cente | Description | Quantity | Unit | Rate | Total | Date | Comment
005 | PRELIMINARIES | 0050 | SITE SIGNAGE ALLOWANCE | 1 | each | 100 | 100 | 2021-07-15
006 | PRELIMINARIES | 0060 | CONTRACT | 1 | each | 20 | 20 | 2021-07-15
030 | SOIL TEST | 0141 | ENGINEER'S SOIL TESTING & SITE CLASSIFICATION | 1 | item | 350 | 350 | 2021-07-15
035 | ENGINEER | 01420 | ENGINEER FULL CERTIFICATION | 1 | item | 1200 | 1200 | 2021-07-15 | INCLUDES SLAB, FOOTINGS
035 | ENGINEER | 0144 | EXTRA FOR DOUBLE STOREY | 1 | item | 1500 | 1500 | 2021-07-15
045 | ENERGY EFFICIENCY | 0358 | ENERGY EFFICIENCY ASSESSMENT | 1 | item | 150 | 150 | 2021-07-15
54 | WORKPLACE HEALTH & SAFETY | 0170 | WORKPLACE HEALTH & SAFETY OFFICER STANDARD HOUSE | 1 | each | 300 | 300 | 2021-07-15
070 | CERTIFICATION AND COUNCIL FEES | 0359 | BUILDING FEES FIXED COSTS | 1 | each | 1272.73 | 1272.73 | 2021-07-15
070 | CERTIFICATION AND COUNCIL FEES | 0362 | BUILDING FEES - SWIMMING POOLS | 1 | each | 454.55 | 454.55 | 2021-07-15
070 | CERTIFICATION AND COUNCIL FEES | 0363 | PLAN LODGEMENT FEES | 1 | item | 168.18 | 168.18 | 2021-07-15
075 | COUNCIL FEES - HYDRAULICS | 0370 | PLUMBING AND DRAINAGE FEES | 1 | each | 770 | 770 | 2021-07-15 | INCLUDES APPLICATION FEE AND 8 POINTS (SINGLE BATHROOM HOUSE)
075 | COUNCIL FEES - HYDRAULICS | 0374 | ADDITIONAL FIXTURES | 19 | each | 60 | 1140 | 2021-07-15 | INCLUDES PLUMBING & DRAINAGE COMPLIANCE ASSESSMENT
090 | DEMOLITION | 03781 | DEMOLITION PS ALLOWANCE | 10000 | PS $ | 0.91 | 9100 | 2021-07-15 | ALLOWANCE FOR MISCELLANEOUS DEMO WORKS NOT CLEAR ON PLANS INCLUDING CONCRETE CUTTING FOR NEW DRAINAGE CONNECTIONS
090 | DEMOLITION | 0379103 | HOUSES: SINGLE STOREY, TIMBER FRAMED WITH TIMBER CLADDING, METAL ROOF | 125.84 | m2 | 38.8 | 4882.592 | 2021-07-15
090 | DEMOLITION | 0379109 | CUT AWAY CONCRETE GROUND SLAB 100MM THICK REINFORCED | 105.04 | m2 | 33.7 | 3539.848 | 2021-07-15
090 | DEMOLITION | 0379118 | DEMOLISH EXTERNAL WALLS BRICK 230MM THICK | 52.44 | m2 | 27.9 | 1463.076 | 2021-07-15
090 | DEMOLITION | 0379124 | DEMOLISH INERNAL WALLS STUD WALLS 75 OR 110MM THICK PLASTERED BOTH SIDES | 86.12 | m2 | 9.15 | 787.998 | 2021-07-15
090 | DEMOLITION | 0379129 | STRIP WALL CLADDING/LININGS TIMBER BOARD CLADDING | 30.76 | m2 | 9.65 | 296.834 | 2021-07-15
090 | DEMOLITION | 0379131 | HACK FINISHES FROM WALLS (NO PREP FOR NEW) PLASTER | 423.92 | m2 | 12.6 | 5341.392 | 2021-07-15
090 | DEMOLITION | 0379133 | HACK FINISHES FROM WALLS (NO PREP FOR NEW) CERAMIC TILES BACKING SCREED | 66.64 | m2 | 22.9 | 1526.056 | 2021-07-15
090 | DEMOLITION | 0379138 | ROOF: STRIP ROOF COVERING SLOPING ROOF CORRUGATED IRON INCLUDING BATTERNS | 329.48 | m2 | 9.65 | 3179.482 | 2021-07-15
090 | DEMOLITION | 0379141 | ROOF: TAKE DOWN TIMBER ROOF FRAMING INCLUDING EAVES (ROOF PLAN AREA) EAVES ONLY - FRAMING | 106 | each | 9.45 | 1001.7 | 2021-07-15
090 | DEMOLITION | 0379144 | ROOF: TAKE DOWN EAVES ONLY - GUTTERS | 98.2 | lin.m | 5.25 | 515.55 | 2021-07-15
090 | DEMOLITION | 0379155 | FLOORS: TAKE UP OR STRIP FLOORS CERAMIC/MOSAIC TILES | 19.36 | m2 | 14.35 | 277.816 | 2021-07-15
090 | DEMOLITION | 0379160 | CEILINGS: TAKE DOWN LININGS PLASTERBOARD | 302.96 | m2 | 6.75 | 2044.98 | 2021-07-15
090 | DEMOLITION | 0379164 | WINDOWS AND DOORS: TAKE OUT SINGLE DOOR | 5 | each | 11 | 55 | 2021-07-15
090 | DEMOLITION | 0379170 | WINDOWS AND DOORS: TAKE OUT TIMBER WINDOW UP TO 2.0 TO 4.0 SQM | 13 | each | 69.9 | 908.7 | 2021-07-15
090 | DEMOLITION | 0379172 | BUILT IN ITEMS: TAKE OUT BENCH CUPBOARD UNIT | 3.8 | lin.m | 24.1 | 91.58 | 2021-07-15
090 | DEMOLITION | 0379179 | PLUMBING: TAKE OUT BASIN, SINK, TROUGH | 6 | each | 21.8 | 130.8 | 2021-07-15
090 | DEMOLITION | 0379180 | PLUMBING: TAKE OUT WC SUITE | 2 | each | 50.8 | 101.6 | 2021-07-15
090 | DEMOLITION | 0379181 | PLUMBING: TAKE OUT BATH | 2 | each | 88.2 | 176.4 | 2021-07-15
090 | DEMOLITION | 0379182 | PLUMBING: TAKE OUT HOT WATER SYSTEM | 1 | each | 46.6 | 46.6 | 2021-07-15
090 | DEMOLITION | 0379186 | ELECTRICAL: DISCONNECT AND SEAL OFF: LIGHT POINT | 60 | each | 22.6 | 1356 | 2021-07-15
090 | DEMOLITION | 0379187 | ELECTRICAL: DISCONNECT AND SEAL OFF: POWER POINT | 30 | each | 26.7 | 801 | 2021-07-15
090 | DEMOLITION | 0379188 | ELECTRICAL: DISCONNECT AND SEAL OFF: SUB-MAINS SUPPLY | 1 | each | 350 | 350 | 2021-07-15
100 | SURVEYOR | 0383 | SET UP - PEG OUT | 1 | each | 1500 | 1500 | 2021-07-15
105 | EQUIPMENT HIRE | 0385 | CHEMICAL TOILET 8 WEEK HIRE | 1 | each | 280 | 280 | 2021-07-15
105 | EQUIPMENT HIRE | 0386 | ADDITIONAL TOILET HIRE (PER WEEK) | 19 | each | 35 | 665 | 2021-07-15
105 | EQUIPMENT HIRE | 03890 | PICK UP & DELIVERY | 1 | each | 60 | 60 | 2021-07-15
108 | TEMPORARY FENCING | 0388 | TEMPORARY FENCING HIRE PER METRE | 152 | lin.m | 7.5 | 1140 | 2021-07-15
110 | SITE SETUP | 0405 | SUPPLY AND DELIVER 3M3 20MM GRAVEL FOR SITE ACCESS | 1 | each | 165 | 165 | 2021-07-15 | USEONLY IF REQUIRED
110 | SITE SETUP | 04150 | EROSION SILT FENCE ALLOWANCE UP TO 40M | 2 | each | 200 | 400 | 2021-07-15
115 | EARTHWORKS | 0451 | EARTHWORKS AREA ALLOWANCE | 417.12 | m2 | 4 | 1668.48 | 2021-07-15
130 | PLANT MACHINE HIRE | 0650 | BOBCAT HIRE -GENERAL | 10.5 | hour | 125 | 1312.5 | 2021-07-15
130 | PLANT MACHINE HIRE | 0655 | BOBCAT HIRE INCLUDING AUGER | 12 | hour | 125 | 1500 | 2021-07-15
130 | PLANT MACHINE HIRE | 0660 | BOBCAT HIRE -TRENCHING GENERAL | 293.5 | lin.m | 3.5 | 1027.25 | 2021-07-15
130 | PLANT MACHINE HIRE | 0662 | BOBCAT HIRE -TRENCHING 300 X100MM | 52.2 | lin.m | 4.5 | 234.9 | 2021-07-15
130 | PLANT MACHINE HIRE | 0670 | BOBCAT TRAVEL | 1 | hour | 120 | 120 | 2021-07-15
135 | CONCRETE PUMP FOOTING | 0693 | CONCRETE PUMP (FOOTING) | 7.5 | hour | 230 | 1725 | 2021-07-15
135 | CONCRETE PUMP FOOTING | 1326 | CONCRETE PUMP ALLOWANCE - PIERS | 75 | each | 15 | 1125 | 2021-07-15
140 | FOOTING / SLAB REINFORCING | 0763 | L11TM3 X 6M | 55 | each | 26.5068 | 1457.874 | 2021-07-15
140 | FOOTING / SLAB REINFORCING | 0765 | L12TM3 X 6M | 10 | each | 34.3545 | 343.545 | 2021-07-15
140 | FOOTING / SLAB REINFORCING | 0769 | N12S6 DBAR 6Mx12mm | 55 | each | 10.373 | 570.515 | 2021-07-15
140 | FOOTING / SLAB REINFORCING | 0773 | R10 X 1400 COGGED & HOOKED SLAB TIE SB1014 | 456 | each | 2.211 | 1008.216 | 2021-07-15
140 | FOOTING / SLAB REINFORCING | 0775 | N12 X 1400 COGGED & HOOKED STARTER BAR | 6 | each | 2.838 | 17.028 | 2021-07-15
140 | FOOTING / SLAB REINFORCING | 0803 | SL82 MESH SQRE | 34 | each | 92.8626 | 3157.3284 | 2021-07-15
140 | FOOTING / SLAB REINFORCING | 0814 | BAR CHAIRS 50/65 | 600 | each (per 100) | 0.165 | 99 | 2021-07-15
140 | FOOTING / SLAB REINFORCING | 0815 | TMS60- BAR CHAIRS TO SUIT TRENCH MESH (PER BAG OF 25) | 14 | each | 12.364 | 173.096 | 2021-07-15
140 | FOOTING / SLAB REINFORCING | 0820 | TIE WIRE- 1.42KG IDLCOILA | 3 | roll | 4.224 | 12.672 | 2021-07-15
140 | FOOTING / SLAB REINFORCING | 0831 | POLYTHENE 50Mx4M BLACK 200um FB2450 | 4 | roll | 92.466 | 369.864 | 2021-07-15
140 | FOOTING / SLAB REINFORCING | 0840 | DUCT POLY TAPE 48mm X 30 mtr TPP30 | 9 | roll | 3.289 | 29.601 | 2021-07-15
140 | FOOTING / SLAB REINFORCING | 09060 | R6 350MM DIAMETER LIG | 141 | each | 5.1282 | 723.0762 | 2021-07-15
140 | FOOTING / SLAB REINFORCING | 0912 | N12 TO FORM WELDED CAGE/M | 183.7 | lin.m | 2.5197 | 462.8689 | 2021-07-15
140 | FOOTING / SLAB REINFORCING | 0961 | DELIVERY | 1 | each | 80.25 | 80.25 | 2021-07-15
140 | FOOTING / SLAB REINFORCING | 1605 | N12 DBAR X 6000MM | 28 | each | 10.0566 | 281.5848 | 2021-07-15
140 | FOOTING / SLAB REINFORCING | 1622 | N12C- N12 BAR CUT & BENT | 54 | lin.m | 1.9536 | 105.4944 | 2021-07-15 | TRIMMER BARS 27/2.0m
140 | FOOTING / SLAB REINFORCING | 1630 | N12 600 X 600 CORNER BAR CB1206 | 29 | each | 2.4309 | 70.4961 | 2021-07-15
145 | FOOTING CONCRETE | 0970 | FOOTING CONCRETE 20/20 | 53.8 | m3 | 175.5 | 9441.9 | 2021-07-15
155 | FORMWORKER | 106010 | FORM UP, PLACE & FINISH -SAND FILL RAFT SLAB | 417.12 | m2 | 27 | 11262.24 | 2021-07-15 | including setout, provide off-form finish, to comply with visual inspection criteria for termite resistance
155 | FORMWORKER | 1066 | SETOUT & POUR PIERS | 75 | each | 12 | 900 | 2021-07-15
155 | FORMWORKER | 10660 | FORM STEP DOWN IN SLAB | 29.3 | lin.m | 14 | 410.2 | 2021-07-15 | FOR PATIOS & SGD RECESS STEPS WHERE REQUIRED
155 | FORMWORKER | 1068 | FORM SHOWER / BATHROOM RECESS IN SLAB | 4 | each | 70 | 280 | 2021-07-15
155 | FORMWORKER | 10694 | FORM AND PLACE MASS CONCRETE STEP | 3.7 | lin.m | 90 | 333 | 2021-07-15
160 | PLUMBER - DRAINS | 0001 | GREASE TRAP ALLOWANCE ONLY | 1 | each | 750 | 750 | 2021-07-15
160 | PLUMBER - DRAINS | 1071 | DRAINAGE 45M UP TO 8 POINTS SINGLE FLOOR SLAB ON GROUND DWELLING | 1 | each | 2300 | 2300 | 2021-07-15 | INCLUDES ALL UNDERSLAB WORK INCL MACHINE HIRE. ALL VANITY DRAINAGE TO COME UP THROUGH WALLS
160 | PLUMBER - DRAINS | 1073 | ADDITIONAL DRAINAGE POINTS | 3 | each | 40 | 120 | 2021-07-15
160 | PLUMBER - DRAINS | 1074 | DRAINAGE OVER 45M | 40 | lin.m | 20 | 800 | 2021-07-15
160 | PLUMBER - DRAINS | 10740 | ADDITIONAL SERVICE LEAD IN | 30 | lin.m | 20 | 600 | 2021-07-15
160 | PLUMBER - DRAINS | 1075 | DRAINAGE TO ENSUITE | 4 | each | 600 | 2400 | 2021-07-15
160 | PLUMBER - DRAINS | 1078 | EXTRA ALLOWANCE FOR 2 STOREY DRAINAGE & STACK WORK | 2 | each | 300 | 600 | 2021-07-15
160 | PLUMBER - DRAINS | 1184 | STORMWATER ALLOWANCE | 1 | each | 5500 | 5500 | 2021-07-15
160 | PLUMBER - DRAINS | 11960 | EXTRA FOR EXPANSION JOINTS (H1 & ABOVE PER DWELLING) | 1 | each | 250 | 250 | 2021-07-15
165 | TERMITE TREATMENT | 1223 | TERMITE PROTECTION TO PENETRATIONS (EACH) | 26 | each | 8 | 208 | 2021-07-15 | {Z TERMITEPROTECT TYPE}
166 | TERMITE TREATMENT | 1226 | TERMITE PROTECTION - PERIMETER TREATMENT | 134.4 | lin m | 8 | 1075.2 | 2021-07-15 | {Z TERMITEPROTECT TYPE}
170 | SAND AND GRAVEL | 1241 | SCREENED DECO INCL DELIVERY | 70 | m3 | 46 | 3220 | 2021-07-15
185 | SLAB CONCRETE | 1320 | CONCRETE 20MPA 20MM AGG | 77.8 | m3 | 165.5 | 12875.9 | 2021-07-15
190 | CONCRETE PUMP SLAB | 13250 | CONCRETE PUMP ALLOWANCE - PER HOUR | 12 | hour | 180 | 2160 | 2021-07-15
190 | CONCRETE PUMP SLAB | 13252 | CONCRETE PUMP ALLOWANCE - PER M3 PUMPED | 77.8 | m3 | 8 | 622.4 | 2021-07-15
190 | CONCRETE PUMP SLAB | 1328 | CONCRETE PUMP - FLY ASH & OFF SITE WASH | 1 | each | 60 | 60 | 2021-07-15
199 | SLAB INSPECTIONS | 1328003 | INSPECT FOOTINGS FOR COMPLIANCE | 1 | each | 200 | 200 | 2021-07-15 | ALLOW 2 IF NECESSARY
200 | SLAB INSPECTIONS | 1328005 | INSPECT SLAB FOR COMPLIANCE | 1 | each | 200 | 200 | 2021-07-15 | ALLOW 2 IF NECESSARY
200 | BLOCK LAYER | 0001 | EXTRA FOR SECOND LIFT & HEIGHT | 1 | each | 450 | 450 | 2021-07-15
200 | BLOCK LAYER | 1331 | LAY 200 SERIES BLOCKS | 550 | each | 3.2 | 1760 | 2021-07-15
202 | CONCRETE MASONARY | 1391 | 20.01 STANDARD | 550 | each | 2.39 | 1314.5 | 2021-07-15
216 | BOND BEAM PUMP | 1691 | CONCRETE PUMP HIRE TIME | 3 | hour | 180 | 540 | 2021-07-15
216 | BOND BEAM PUMP | 1692 | CUBIC METRE RATE FOR CONCRETE PUMP FOR BOND BEAM | 5 | m3 | 8 | 40 | 2021-07-15
216 | BOND BEAM PUMP | 218 BOND BEAM CONCRETE | [5 empty] | 2021-07-15
216 | BOND BEAM PUMP | 1710 | BOND BEAM CONCRETE 20/7 | 5 | m3 | 174 | 870 | 2021-07-15
223 | ELECTRICIAN | 0001 | DISCONNECT & RELOCATE EXISTING POWER | 1 | each | 500 | 500 | 2021-07-15
223 | ELECTRICIAN | 1911 | EXTRA OVER 15M UNDERGROUND MAINS (SINGLE PHASE) | 30 | lin.m | 25 | 750 | 2021-07-15 | ADDITIONAL RUN IF REQUIRED
223 | ELECTRICIAN | 1913 | SWITCHBOARD - METERBOX - TEMP POWER | 1 | each | 660 | 660 | 2021-07-15 | INCLUDING 3 SAFETY SWITCHES
223 | ELECTRICIAN | 19134 | EARTH SLAB BOND | 1 | each | 30 | 30 | 2021-07-15 | INCLUDING 3 SAFETY SWITCHES
223 | ELECTRICIAN | 1915 | CONNECT HWS 20A & ISOLATOR | 1 | each | 185 | 185 | 2021-07-15
223 | ELECTRICIAN | 1916 | OVEN AND INDUCTION COOKTOP - WIRE AND FIT | 1 | each | 405 | 405 | 2021-07-15 | [hide]including isolator
223 | ELECTRICIAN | 19162 | CONNECT ADDITIONAL OVEN | 1 | each | 175 | 175 | 2021-07-15
223 | ELECTRICIAN | 1918 | LIGHT POINT | 108 | each | 52 | 5616 | 2021-07-15
223 | ELECTRICIAN | 1933 | FAN POINT | 11 | each | 75 | 825 | 2021-07-15
223 | ELECTRICIAN | 19331 | EXHAUST FAN WIRE & FIT | 6 | each | 75 | 450 | 2021-07-15
223 | ELECTRICIAN | 193311 | EXTRA FOR DUCTED / VENTILATED EXHAUST FAN UP TO 10M | 6 | each | 70 | 420 | 2021-07-15
223 | ELECTRICIAN | 1938 | RANGEHOOD GPO AND INSTALL | 1 | each | 96 | 96 | 2021-07-15
223 | ELECTRICIAN | 19381 | DUCTED RANGEHOOD UP TO 10M | 1 | each | 100 | 100 | 2021-07-15
223 | ELECTRICIAN | 1939 | 2 WAY SWITCH | 2 | each | 35 | 70 | 2021-07-15
223 | ELECTRICIAN | 1940 | DIMMER SWITCH | 1 | each | 70 | 70 | 2021-07-15
223 | ELECTRICIAN | 1945 | SUPPLY WIRE & FIT SMOKE DETECTOR | 12 | each | 90 | 1080 | 2021-07-15
223 | ELECTRICIAN | 1951 | TV POINTS (FOXTEL READY) | 7 | each | 120 | 840 | 2021-07-15
223 | ELECTRICIAN | 1954 | SPP 10A | 3 | each | 46 | 138 | 2021-07-15 | DISHWASHER
223 | ELECTRICIAN | 19573 | DUCTED AC CONNECTION INCL ISOLATOR (32 A) | 1 | each | 380 | 380 | 2021-07-15 | incl isolator
223 | ELECTRICIAN | 1961 | DPP 10A | 50 | each | 46 | 2300 | 2021-07-15
223 | ELECTRICIAN | 1962 | DOUBLE WEATHERPROOF POWER POINT | 2 | each | 71 | 142 | 2021-07-15
223 | ELECTRICIAN | 1967 | POOL POWER & EARTH - ON HOUSE WALL | 1 | each | 185 | 185 | 2021-07-15 | FOR POOL FILTER CIRCUIT [hide]USE EXTRA U/ POWER FOR REMOTE LOCATION
223 | ELECTRICIAN | 19670 | POOL LIGHT - SEPARATE CIRCUIT | 1 | each | 130 | 130 | 2021-07-15 | [hide]USE EXTRA U/ POWER FOR REMOTE LOCATION
223 | ELECTRICIAN | 1975 | EXTRA FOR 3 PHASE POWER | 2 | each | 250 | 500 | 2021-07-15
223 | ELECTRICIAN | 1977 | TWO STORY ALLOWANCE | 1 | each | 200 | 200 | 2021-07-15
223 | ELECTRICIAN | 19780 | CONDUIT ONLY FOR FUTURE SOLAR SYSTEM | 2 | each | 50 | 100 | 2021-07-15
223 | ELECTRICIAN | 1979 | TESTING OF HOUSE | 1 | each | 100 | 100 | 2021-07-15
223 | ELECTRICIAN | 19790 | TEMPORARY POWER | 1 | each | 100 | 100 | 2021-07-15
223 | ELECTRICIAN | 1980315 | NBN HOME WIRING | 1 | each | 464 | 464 | 2021-07-15 | INCLUDES: * LEAD IN * PRE WIRES * FIT OFF * 1 X PHONE POINT & 1 X DATA POINT
223 | ELECTRICIAN | 1980320 | ADDITIONAL DATA OUTLET | 10 | each | 75 | 750 | 2021-07-15
230 | RENDER AND APPLIED FINISHES | 1986 | 2 COAT ACRYLIC RENDER TO EXTERNAL WALLS | 127.44 | m2 | 28 | 3568.32 | 2021-07-15
235 | SCAFFOLDING | 0396 | SCAFFOLD ALLOWANCE | 4 | each | 3000 | 12000 | 2021-07-15
235 | SCAFFOLDING | 0397 | SCAFFOLD ALLOWANCE (B) | 1 | each | 1500 | 1500 | 2021-07-15
235 | SCAFFOLDING | 03972 | VOID PROTECTION | 1 | each | 500 | 500 | 2021-07-15
250 | STRUCTURAL STEEL | 20021 | SUPPLY 75X4.0 SHS STEEL COLUMN TO 3.0M ( ALLOWANCE) | 1 | each | 127.92 | 127.92 | 2021-07-15
250 | STRUCTURAL STEEL | 2014 | SUPPLY 13 TREAD GAL. STRINGERS (PER PAIR) | 1 | each | 830 | 830 | 2021-07-15
250 | STRUCTURAL STEEL | 201402 | SUPPLY & FIT 310 UB 40 WITH CLEATS AS REQUIRED | 84 | lin.m | 366.95 | 30823.8 | 2021-07-15
250 | STRUCTURAL STEEL | 201410 | SUPPLY & FIT 250 PFC WITH CLEATS AS REQUIRED | 20.8 | lin.m | 169.13 | 3517.904 | 2021-07-15
250 | STRUCTURAL STEEL | 201412 | SUPPLY & FIT 300 PFC WITH CLEATS AS REQUIRED | 181.8 | lin.m | 264.35 | 48058.83 | 2021-07-15
250 | STRUCTURAL STEEL | 2015 | FIXING PLATE 2/N12 COGGED INTO SLAB | 20 | each | 33.6 | 672 | 2021-07-15
250 | STRUCTURAL STEEL | 2018 | STRUCTURAL STEEL DELIVERY | 3 | each | 150 | 450 | 2021-07-15
255 | CRANE HIRE | 0700 | CRANE HIRE- TRUSSES & BEAMS | 10 | hour | 225 | 2250 | 2021-07-15
255 | CRANE HIRE | 0701 | CRANE HIRE- 2 STOREY ALLOWANCE | 12 | hour | 225 | 2700 | 2021-07-15
260 | TRUSSES | 2021 | TRUSS ALLOWANCE /M2 TIMBER N2/C1 20 DEGREE PITCH | 235.52 | m2 | 24.48 | 5765.5296 | 2021-07-15
260 | TRUSSES | 2022 | ALLOWANCE FOR EAVES | 56.96 | m2 | 5.52 | 314.4192 | 2021-07-15
260 | TRUSSES | 2023 | EXTRA FOR 5 DEG PITCH INCREASE | 758.92 | m2 | 4.97 | 3771.8324 | 2021-07-15
260 | TRUSSES | 2026 | EXTRA FOR TRUSSES WITH SPAN > 10M | 143.96 | m2 | 6.9 | 993.324 | 2021-07-15
260 | TRUSSES | 2028 | EXTRA FOR HIPS OR VALLEYS | 46.8 | lin m | 37.26 | 1743.768 | 2021-07-15
260 | TRUSSES | 20310 | STENGTHEN TRUSSES FOR DUCTED SYSTEM | 1 | each | 216 | 216 | 2021-07-15
265 | FLOOR FRAME TIMBER | 2070 | SMART JOIST I-BEAM 240X90 H2S TREATED | 146.1 | lin m | 28.9775 | 4233.6127 | 2021-07-15 | 5.4M SPAN
265 | FLOOR FRAME TIMBER | 20701 | SMART JOIST I-BEAM 300X70 H2S TREATED | 254.4 | lin m | 27.6366 | 7030.751 | 2021-07-15
265 | FLOOR FRAME TIMBER | 2080 | DELIVER FLOOR FRAMING | 1 | each | 155 | 155 | 2021-07-15
265 | FLOOR FRAME TIMBER | 2294 | SMART LVL15 300 X 42 H2S | 64.8 | lin m | 36.7595 | 2382.0156 | 2021-07-15
265 | FLOOR FRAME TIMBER | 2359 | JOIST HANGERS | 110 | each | 4.5 | 495 | 2021-07-15
265 | FLOOR FRAME TIMBER | SM10_292186 | SMARTFRAME RIMBOARD 240X21 3600MM H2S TREATED | 6 | each | 44.11 | 264.66 | 2021-07-15
265 | FLOOR FRAME TIMBER | SM10_292190 | SMARTFRAME RIMBOARD 300X21 3600MM H2S TREATED | 12 | each | 53.72 | 644.64 | 2021-07-15
270 | NON-STRUCTURAL FRAMING TIMBER | 21010 | MGP12 PINE 70 X 35MM STUDS X 2.7M H2 TREATED | 211 | each | 10.2097 | 2154.2467 | 2021-07-15 | 90/2.7m STUDS
270 | NON-STRUCTURAL FRAMING TIMBER | 210401 | MGP12 PINE 70 X 35MM PLATES H2 TREATED | 313.2 | lin m (5.4) | 3.7691 | 1180.4821 | 2021-07-15
270 | NON-STRUCTURAL FRAMING TIMBER | 211040 | MGP10 PINE 90 X 35MM PLATES H2 TREATED | 243 | lin m (5.4) | 3.2798 | 796.9914 | 2021-07-15
270 | NON-STRUCTURAL FRAMING TIMBER | [6 empty] | 2021-07-15
270 | NON-STRUCTURAL FRAMING TIMBER | 211041 | MGP10 PINE 90 X 35MM PLATES H2 TREATED | 108 | lin m (6.0) | 3.2798 | 354.2184 | 2021-07-15
270 | NON-STRUCTURAL FRAMING TIMBER | 21950 | CAVITY SLD DOOR UNIT EVOLUTION 2340X820 | 6 | each | 166.7 | 1000.2 | 2021-07-15 | TO SUIT WALL THICKNESS {WALL THICKNESS}
270 | NON-STRUCTURAL FRAMING TIMBER | 2310 | DELIVER WALL FRAMING | 1 | each | 155 | 155 | 2021-07-15
275 | STRUCTURAL FRAMING TIMBER | 21030 | MGP12 PINE 70 X 45MM STUDS X 2.7M H2 TREATED | 20 | each | 13.9656 | 279.312 | 2021-07-15
275 | STRUCTURAL FRAMING TIMBER | 210401 | MGP12 PINE 70 X 35MM PLATES H2 TREATED | 59.4 | lin m (5.4) | 3.7691 | 223.8845 | 2021-07-15
275 | STRUCTURAL FRAMING TIMBER | 210401 | MGP12 PINE 70 X 35MM PLATES H2 TREATED | 64.8 | lin m (5.4) | 3.7691 | 244.2377 | 2021-07-15 | BOTTOM CHORD BINDERS - CHECK QUANTITY AGAINST PLANS
275 | STRUCTURAL FRAMING TIMBER | 21090 | MGP12 PINE 90 X 35MM STUDS H2 TREATED | 81 | lin m (5.4) | 4.1975 | 339.9975 | 2021-07-15
275 | STRUCTURAL FRAMING TIMBER | 21091 | MGP12 PINE 90 X 35MM PLATES H2 TREATED | 140.4 | lin m (5.4) | 4.1975 | 589.329 | 2021-07-15
275 | STRUCTURAL FRAMING TIMBER | 21100 | MGP12 PINE 90 X 45MM STUDS H2 TREATED | 977.4 | lin m (5.4) | 6.5464 | 6398.4514 | 2021-07-15 | 38/2.7 m 324/2.7 m
275 | STRUCTURAL FRAMING TIMBER | 21101 | MGP12 PINE 90 X 45MM PLATES H2 TREATED | 410.4 | lin m (5.4) | 6.5464 | 2686.6426 | 2021-07-15
275 | STRUCTURAL FRAMING TIMBER | 2137 | MGP12 140X35MM | 1.5 | lin m | 9.6278 | 14.4417 | 2021-07-15 | 1/1.5m LNTL
275 | STRUCTURAL FRAMING TIMBER | 2182 | BRACEPLY 2745 X 900 X 4.0MM HWD F27 | 43 | sheet | 16.25 | 698.75 | 2021-07-15
275 | STRUCTURAL FRAMING TIMBER | 2268 | SMART LVL15 150 X 35 H2S | 22.8 | lin m | 14.7677 | 336.7036 | 2021-07-15 | 5/1.2m LNTL 1/1.2m LNTL 3/1.2m LNTL 2/0.9m LNTL 2/1.2m LNTL 2/0.9m LNTL 1/1.2m LNTL 4/0.9m LNTL 1/1.2m LNTL
275 | STRUCTURAL FRAMING TIMBER | 2269 | SMART LVL15 170 X 35 H2S | 21.6 | lin m | 17.5205 | 378.4428 | 2021-07-15 | 2/1.5m LNTL 2/1.5m LNTL 4/1.5m LNTL 3/1.2m LNTL 2/1.5m LNTL 2/1.5m LNTL
275 | STRUCTURAL FRAMING TIMBER | 2292 | SMART LVL15 200 X 42 H2S | 52.5 | lin m | 24.5165 | 1287.1163 | 2021-07-15
275 | STRUCTURAL FRAMING TIMBER | 2303 | SMART LVL15 150 X 58 H2S | 8.4 | lin m | 25.6115 | 215.1366 | 2021-07-15 | 1/2.1m LNTL 3/2.1m LNTL
275 | STRUCTURAL FRAMING TIMBER | 2304 | SMART LVL15 170 X 58 H2S | 2.4 | lin m | 29.0031 | 69.6074 | 2021-07-15 | 1/2.4m LNTL
275 | STRUCTURAL FRAMING TIMBER | 2305 | SMART LVL15 200 X 58 H2S | 3 | lin m | 34.1436 | 102.4308 | 2021-07-15 | 1/3.0m LNTL
275 | STRUCTURAL FRAMING TIMBER | 2306 | SMART LVL15 240 X 58 H2S | 190.5 | lin m | 40.9571 | 7802.3276 | 2021-07-15 | 1/3.3m LNTL
275 | STRUCTURAL FRAMING TIMBER | 23071 | SMART LVL15 360 X 58 H2S | 10.2 | lin m | 61.413 | 626.4126 | 2021-07-15 | 1/5.1m LNTL 1/5.1m LNTL
275 | STRUCTURAL FRAMING TIMBER | 23171 | PINE 70 X 35MM NOGGIN H2 TREATED | 70.2 | lin m (5.4) | 1.24 | 87.048 | 2021-07-15
275 | STRUCTURAL FRAMING TIMBER | 23181 | PINE 42 X 35MM UNDER EAVE BATTEN- H2 TREATED FJ F7 | 135 | lin m (5.4) | 1.12 | 151.2 | 2021-07-15
275 | STRUCTURAL FRAMING TIMBER | 2325 | VOID TIMBER FRAMING ALLOWANCE | 36.4 | m2 | 120 | 4368 | 2021-07-15 | CONTINGENCY FOR FRAMING INCREASE (WIND BEAMS, LATERAL EXT WALL LOADING ETC) - DELETE IF NOT REQUIRED
275 | STRUCTURAL FRAMING TIMBER | 2340 | DELIVER STRUCTURAL TIMBER | 1 | each | 155 | 155 | 2021-07-15
275 | STRUCTURAL FRAMING TIMBER | H26-35530 | KWILA - POST 90X90 LAMINATED | 48 | lin m | 29.3 | 1406.4 | 2021-07-15 | 9/3.0 10/2.1
280 | FLOORING / DECKING | 210401 | MGP12 PINE 70 X 35MM PLATES H2 TREATED | 32.4 | lin m (5.4) | 3.7691 | 122.1188 | 2021-07-15
280 | FLOORING / DECKING | 2454 | YELLOW TONGUE FLOORING 3600 X 800 X 19MM | 23 | sheet | 41.2335 | 948.3705 | 2021-07-15
280 | FLOORING / DECKING | 2470 | SECURA EXTERIOR FLOORING - 2700X600X19MM | 39 | sheet | 110.628 | 4314.492 | 2021-07-15
280 | FLOORING / DECKING | 2471 | SECURA INTERNAL FLOORING - 2700X600X19MM | 8 | sheet | 95.529 | 764.232 | 2021-07-15
280 | FLOORING / DECKING | 2480 | DELIVER FLOORING | 1 | each | 155 | 155 | 2021-07-15
280 | FLOORING / DECKING | 5036 | HARDWOOD STEP TREADS 250X50 | 15.6 | lin m | 25.97 | 405.132 | 2021-07-15
285 | FC SHEETING / CLADDING | 0002 | SUPPLY TIMBER CLADDING NO DETAILED PROVIDED | 19.96 | m2 | 80 | 1596.8 | 2021-07-15
285 | FC SHEETING / CLADDING | 23171 | PINE 70 X 35MM NOGGIN H2 TREATED | 81 | lin m (5.4) | 1.24 | 100.44 | 2021-07-15
285 | FC SHEETING / CLADDING | 25251 | PINE 42 X 35MM UNDER EAVE BATTEN-H2 TREATED | 383.4 | lin m (5.4) | 1.743 | 668.2662 | 2021-07-15
285 | FC SHEETING / CLADDING | 25255 | 31 X 11MM DAR MOULDING PRE PRIMED TREATED PINE | 135 | lin m (5.4) | 1.312 | 177.12 | 2021-07-15 | LINEA STARTER STRIP
285 | FC SHEETING / CLADDING | 25290 | 66 X 18MM PRE PRIMED PINE EXTERNAL TRIM | 75.6 | lin m (5.4) | 3.0098 | 227.5409 | 2021-07-15 | BATTENS TO TIMBER CLADDING
285 | FC SHEETING / CLADDING | 252900 | 18 X 18MM DAR MOULDING PRE PRIMED TREATED PINE | 426.6 | lin m (5.4) | 1.2568 | 536.1509 | 2021-07-15 | SOFFIT MOULDING
285 | FC SHEETING / CLADDING | 25291 | 42 X 30MM DAR MOULDING PRE PRIMED TREATED PINE | 243 | lin m (5.4) | 3.6934 | 897.4962 | 2021-07-15 | EXTL WINDOW TRIM IF REQUIRED
285 | FC SHEETING / CLADDING | 2535 | HARDIFLEX 2400X450X4.5MM EAVES SHEET | 6 | sheet | 8.106 | 48.636 | 2021-07-15
285 | FC SHEETING / CLADDING | 2536 | HARDIFLEX 2400X600X4.5MM EAVES SHEET | 26 | sheet | 10.815 | 281.19 | 2021-07-15
285 | FC SHEETING / CLADDING | 2537 | HARDIFLEX 2400X750X4.5MM EAVES SHEET | 40 | sheet | 13.524 | 540.96 | 2021-07-15
285 | FC SHEETING / CLADDING | 2547 | PVC JOINER STRIP 4.5 X 3000MM | 14 | each | 1.97 | 27.58 | 2021-07-15
285 | FC SHEETING / CLADDING | 2549 | PVC EXT CNR STRIP 4.5 X 3000MM | 21 | each | 7.16 | 150.36 | 2021-07-15
285 | FC SHEETING / CLADDING | 2571 | JAMES HARDIES SCYON LINEA CLADDING 4200MM X 180MM - 403912 | 257 | sheet | 30.03 | 7717.71 | 2021-07-15
285 | FC SHEETING / CLADDING | 25761 | HARDIES LINEA BOARD INTERNAL CORNER MOULD - 3.6M LENGTH - 305511 | 5 | each | 42.46 | 212.3 | 2021-07-15
285 | FC SHEETING / CLADDING | 25763 | HARDIES LINEA BOARD EXTERNAL SLIMLINE BOXED CORNER - 3.6M LENGTH - 305512 | 10 | each | 70.18 | 701.8 | 2021-07-15
285 | FC SHEETING / CLADDING | 25764 | HARDIES LINEA BOARD ALUM UNIV WINDOW ADAPTER 3.7 M LENGTH - 305510 | 39 | each | 33.57 | 1309.23 | 2021-07-15
285 | FC SHEETING / CLADDING | 2576901 | AXON / EASY LAP SEALING TAPE 25M X 55MM | 1 | roll | 55.93 | 55.93 | 2021-07-15
285 | FC SHEETING / CLADDING | 25940 | EASYLAP PANEL 3000 X 1220 X 8.5MM - 347619 | 5 | each | 76.19 | 380.95 | 2021-07-15
285 | FC SHEETING / CLADDING | 2599 | DELIVERY BODY TRUCK | 1 | each | 80 | 80 | 2021-07-15
286 | MISC FLASHINGS | 2552 | SUPPLY WINDOW/DOOR HEAD FLASHING - 35MM | 33.8 | lin.m | 6.72 | 227.136 | 2021-07-15 | 50 X 35MM WITH 15MM RETURN
286 | MISC FLASHINGS | 25522 | SUPPLY WINDOW/DOOR HEAD FLASHING - 60MM | 20.4 | lin.m | 8 | 163.2 | 2021-07-15 | 50 X 60MM WITH 15MM RETURN
290 | FRAME HARDWARE | 22095 | M12 X 3600 THREADED CYCLONE ROD GAL | 52 | each | 7.39 | 384.28 | 2021-07-15
290 | FRAME HARDWARE | 2210 | M12 X 3000 THREADED CYCLONE ROD GAL | 100 | each | 6.09 | 609 | 2021-07-15
290 | FRAME HARDWARE | 2212 | NUTS M12 & SQUARE WASHERS GAL | 200 | each | 0.56 | 112 | 2021-07-15
290 | FRAME HARDWARE | 2319 | METAL CEILING BATTENS- (6.1m X FURRING CHANNEL) | 1823.9 | lin m (6.1) | 0.88 | 1605.032 | 2021-07-15
290 | FRAME HARDWARE | 2348 | BATTEN SCREWS 14-10x75mm ZP (BOX 100) T17 | 1 | box | 32 | 32 | 2021-07-15
290 | FRAME HARDWARE | 2355 | PORTA STRAP 30MM X 1MM X 30M ROLL | 2 | each | 24.95 | 49.9 | 2021-07-15
290 | FRAME HARDWARE | 2360 | MULTI- GRIPS 100 X 35MM PER BOX OF 100 | 200 | each (per 100) | 0.4 | 80 | 2021-07-15
290 | FRAME HARDWARE | 2361 | CHEMSET TUBES - POWER FAST PRO | 2 | each | 30 | 60 | 2021-07-15
290 | FRAME HARDWARE | 23628 | BOSTIK ULTRA SET 600ML SAUSAGE | 12 | each | 11.48 | 137.76 | 2021-07-15
290 | FRAME HARDWARE | 23629 | SENCO ANGLED BRAD NAILS 38MM - PER PACK OF 3000 | 3 | each | 40.55 | 121.65 | 2021-07-15
290 | FRAME HARDWARE | 23630 | 10MM ANGLE CLEAT WITH 3/M12 PER LEG | 3 | each | 20 | 60 | 2021-07-15 | INCLUDING SUPPLY OF BOLTS/NUTS
290 | FRAME HARDWARE | 236300 | 12MM ANGLE CLEAT WITH 3/M12 PER LEG | 3 | each | 30 | 90 | 2021-07-15 | INCLUDING SUPPLY OF BOLTS/NUTS
290 | FRAME HARDWARE | 23631 | M12 X 65MM CUP HEAD BOLTS GAL | 411 | each | 1.27 | 521.97 | 2021-07-15
290 | FRAME HARDWARE | 23671 | M12 X 120MM CUP HEAD BOLTS GAL | 56 | each | 1.11 | 62.16 | 2021-07-15
290 | FRAME HARDWARE | 237742 | CONNECTOR PLATES - 110 X 60MM | 100 | each (per 100) | 0.62 | 62 | 2021-07-15
290 | FRAME HARDWARE | 237743 | FRAME NAILS - PASLODE BRIGHT JDN34o 75X3.06 PER 1000 | 2 | box | 36.32 | 72.64 | 2021-07-15
290 | FRAME HARDWARE | 237744 | FRAME NAILS - IMPULSE BRIGHT JDN34o 75X3.06 (INC 3 FUEL CELLS) PER BOX OF 1000 | 2 | box | 66.35 | 132.7 | 2021-07-15
290 | FRAME HARDWARE | 237745 | NAIL COIL DUOFAST 50X2.5 RING GALVANISED (300/COIL; 6 COILS/BOX) PER BOX | 2 | box | 11.91 | 23.82 | 2021-07-15
290 | FRAME HARDWARE | 237746 | NAIL COIL DUOFAST 32X2.5 TWIST GALVANISED (300/COIL; 12 COILS/BOX) | 1 | box | 13.46 | 13.46 | 2021-07-15
290 | FRAME HARDWARE | 237747 | NAIL COIL DUOFAST 32X2.7 PLAIN GALVANISED (300/COIL; 12 COILS/BOX) PER BOX | 1 | box | 8.63 | 8.63 | 2021-07-15
290 | FRAME HARDWARE | 23775 | DELIVERY CHARGE~ | 1 | each | 20 | 20 | 2021-07-15
290 | FRAME HARDWARE | 2391 | LEG POST STIRRUP 90MM X 60MM | 10 | each | 45 | 450 | 2021-07-15
290 | FRAME HARDWARE | 23916 | POST SUPPORT BOLT ON T - 70MM BASE | 9 | each | 35 | 315 | 2021-07-15 | ALLOWANCE ONLY - CONFIRM SIZE & CONFIG PRIOR TO ORDERING
298 | EXTERNAL FRAME CARPENTER | 2017 | ON SITE LABOUR | 145 | hour | 105 | 15225 | 2021-07-15
298 | EXTERNAL FRAME CARPENTER | 2602 | STAND STEEL COLUMNS | 20 | each | 40 | 800 | 2021-07-15
298 | EXTERNAL FRAME CARPENTER | 2609 | STAND & BRACE TRUSSES ONLY-BATTENS BY OTHERS | 235.52 | m2 | 6 | 1413.12 | 2021-07-15
298 | EXTERNAL FRAME CARPENTER | 2610 | NOG OUT HIP ENDS | 4 | each | 60 | 240 | 2021-07-15
298 | EXTERNAL FRAME CARPENTER | 2611 | FORM HIPS & VALLEYS | 46.8 | lin m | 20 | 936 | 2021-07-15
298 | EXTERNAL FRAME CARPENTER | 2613 | GABLE END CONSTRUCTION | 46.76 | m2 | 15 | 701.4 | 2021-07-15
298 | EXTERNAL FRAME CARPENTER | 2615 | INSTALL JOISTS @ 450 CENTRES | 144.04 | m2 | 20 | 2880.8 | 2021-07-15
298 | EXTERNAL FRAME CARPENTER | 2619 | FIX STEEL BEAM | 286.6 | lin.m | 10 | 2866 | 2021-07-15
298 | EXTERNAL FRAME CARPENTER | 2620 | FIX TIMBER ROOF BEAM OR BEARER | 111.5 | lin.m | 14 | 1561 | 2021-07-15
298 | EXTERNAL FRAME CARPENTER | 2621 | FIX TIMBER POST TO 200MM DIA UP TO 2.7M HIGH | 19 | each | 80 | 1520 | 2021-07-15
298 | EXTERNAL FRAME CARPENTER | 2623 | FABRICATE & STAND EXTERNAL/ INTERNAL LOAD BEARING WALL FRAMES INCL CYCLONE RODS | 135 | lin.m | 24 | 3240 | 2021-07-15
298 | EXTERNAL FRAME CARPENTER | 2631 | INSTALL RAFTERS TO FORM SKILLION ROOF | 143.96 | m2 | 15 | 2159.4 | 2021-07-15
298 | EXTERNAL FRAME CARPENTER | 26622 | FIT PREHUNG EXTERNAL DOOR INCL WEATHERSEAL | 4 | each | 40 | 160 | 2021-07-15 | including jambs, stops, arcs
298 | EXTERNAL FRAME CARPENTER | 2668 | FIT WINDOWS & SGDs | 61 | each | 30 | 1830 | 2021-07-15
298 | EXTERNAL FRAME CARPENTER | 2699 | ADDITIONAL CARPENTRY LABOUR- PER HOUR | 95 | hour | 75 | 7125 | 2021-07-15 | USE ONLY IF REQUIRED
298 | EXTERNAL FRAME CARPENTER | 2845 | INSTALL SISALATION | 395.04 | m2 | 0.8415 | 332.4262 | 2021-07-15
299 | FRAME INSPECTIONS | 269976 | INSPECT FRAME FOR COMPLIANCE | 1 | each | 200 | 200 | 2021-07-15
299 | FRAME INSPECTIONS | 269977 | EXTRA FOR DOUBLE STOREY INSPECTION | 1 | each | 200 | 200 | 2021-07-15
300 | INTERNAL FRAME CARPENTER | 0001 | FRAME FOR VELUX SKY LIGHT | 1 | each | 250 | 250 | 2021-07-15
300 | INTERNAL FRAME CARPENTER | 2622 | FABRICATE & STAND INTERNAL WALL FRAMES | 87.3 | lin.m | 20 | 1746 | 2021-07-15
300 | INTERNAL FRAME CARPENTER | 2634 | INSTALL METAL CEILING BATTENS | 725.64 | m2 | 1.5 | 1088.46 | 2021-07-15 | METAL BATTENS TO {Z PLASTERBOARD CEILING LOCATION}
300 | INTERNAL FRAME CARPENTER | 2636 | PLY BRACING INSTALLATION | 43 | sheet | 12 | 516 | 2021-07-15
300 | INTERNAL FRAME CARPENTER | 2650 | FRAME FOR DROPPED CEILING | 15.76 | m2 | 15 | 236.4 | 2021-07-15
300 | INTERNAL FRAME CARPENTER | 2651 | PACK JOISTS DUE TO RECESSED WET AREAS | 12.96 | m2 | 4 | 51.84 | 2021-07-15
300 | INTERNAL FRAME CARPENTER | 2654 | FORM INTERNAL BULKHEAD- CEILING TO WALL | 17.8 | lin.m | 20 | 356 | 2021-07-15 | [HIDE]FOR DROPPED CEILINGS BULKHEADS ABOVE CUPBOARDS ETC
300 | INTERNAL FRAME CARPENTER | 2680 | FIX NOGGIN | 1 | each | 15 | 15 | 2021-07-15 | FOR PANELIFT DOOR
325 | ROOF CONTRACTOR | 0001 | SUPPLY & INSTALL WALL CLADDING AS PER QUOTE Supply and Install 0.42bmt Kliplok 700 Colorbond Wall cladding fixed to metal battens with 10gx16mm zips with all capping and flashings as required | 1 | each | 12776 | 12776 | 2021-07-15
325 | ROOF CONTRACTOR | 2752 | SUPPLY & FIX ROOFING AS PER QUOTE | 1 | quote | 93854 | 93854 | 2021-07-15 | Supply and Install 0.42bmt Kliplok 700 Colorbond roof sheeting over 60mm L/W Anticon with roof battens, one Velux skylight, Metal fascia and gutter and all flashings as required
335 | PLUMBER - ROUGH IN | 1170 | STANDARD WATER SERVICE SINGLE FLOOR SLAB ON GROUND | 1 | each | 1700 | 1700 | 2021-07-15
335 | PLUMBER - ROUGH IN | 1172 | EXTRA FOR WATER SERVICE TO ENSUITE | 4 | each | 500 | 2000 | 2021-07-15
335 | PLUMBER - ROUGH IN | 1173 | WATER SERVICE TO EACH ADDITIONAL FIXTURE | 7 | each | 130 | 910 | 2021-07-15
335 | PLUMBER - ROUGH IN | 11838 | ADDITIONAL VENT PIPE | 1 | each | 90 | 90 | 2021-07-15 | INCLUDES ROUGH IN & FIT-OFF
335 | PLUMBER - ROUGH IN | 118604 | EXTRA TO FIT FREESTANDING BATH OUTLET | 3 | each | 200 | 600 | 2021-07-15
340 | BRICKS SUPPLY | 302700 | RENDER BRICKS - SINGLE (ADBRI) | 420 | *per brick std | 0.4569 | 191.898 | 2021-07-15 | [HIDE] 420 PER PALLET
340 | BRICKS SUPPLY | 302701 | RENDER BRICKS - DOUBLE HEIGHT (ADBRI) | 1200 | *per brick dble | 0.8596 | 1031.52 | 2021-07-15 | [HIDE] PER PALLET OF 300
345 | BRICK HARDWARE | 2204 | POLY DAMPCOURSE 300MMX30MX500UM | 1 | roll | 15.68 | 15.68 | 2021-07-15
346 | BRICK HARDWARE | 3029 | GAL LINTEL 600MM SPAN - 85X7 FLAT - 900MM LONG | 4 | each | 10.67 | 42.68 | 2021-07-15
347 | BRICK HARDWARE | 3030 | GAL LINTEL 900MM SPAN - 100X100- 1200MM LONG | 4 | each | 25.92 | 103.68 | 2021-07-15
348 | BRICK HARDWARE | 3031 | GAL LINTEL 1200MM SPAN - 100X100-1500MM LONG | 3 | each | 32.41 | 97.23 | 2021-07-15
349 | BRICK HARDWARE | 3033 | GAL LINTEL 1800MM SPAN - - 100X100 2100MM LONG | 2 | each | 45.37 | 90.74 | 2021-07-15
350 | BRICK HARDWARE | 3035 | GAL LINTEL 2400MM SPAN - 100X150- 2700MM LONG | 3 | each | 73.91 | 221.73 | 2021-07-15
351 | BRICK HARDWARE | 3038 | BRICK VENEER TIES-GALVANISED (MEDIUM DUTY WITH SCREWS) | 100 | each (per 100) | 0.3 | 30 | 2021-07-15
350 | BRICKLAYER LABOUR | 0001 | EXTRA FOR SMALL JOB | 1 | each | 500 | 500 | 2021-07-15
351 | BRICKLAYER LABOUR | 3051 | LAY DOUBLE HEIGHT COMMON BRICKS | 923 | each | 1.4 | 1292.2 | 2021-07-15 | incl supply of sand, cement, scaffold etc
352 | BRICKLAYER LABOUR | 3064 | EXTRA FOR BRICK PIERS PER LIN M | 9 | lin.m | 20 | 180 | 2021-07-15 | INCLUDING CORE FILL extra over brick price
353 | BRICKLAYER LABOUR | 3081 | EXTRA FOR ARTICULATION JOINT | 2 | each | 20 | 40 | 2021-07-15
355 | WINDOWS | 0002 | CUSTOM RAKED FIXED GLASS PANEL | 10.48 | m2 | 450 | 4716 | 2021-07-15
355 | WINDOWS | 0004 | BI FOLD SLIDING DOOR | 2.6 | lin.m | 1400 | 3640 | 2021-07-15
355 | WINDOWS | 321240 | SL 06-21 XO | 1 | each | 203.11 | 203.11 | 2021-07-15
355 | WINDOWS | 321460 | S0909 XO | 1 | each | 103.96 | 103.96 | 2021-07-15
355 | WINDOWS | 321470 | S0909 OBS XO | 2 | each | 164.05 | 328.1 | 2021-07-15
355 | WINDOWS | 321560 | S0918 XO | 3 | each | 225.54 | 676.62 | 2021-07-15
355 | WINDOWS | 321830 | S1209 XO | 1 | each | 118.736 | 118.736 | 2021-07-15
355 | WINDOWS | 321930 | S1218 XO | 3 | each | 268.528 | 805.584 | 2021-07-15
355 | WINDOWS | 322240 | S1506 OX | 4 | each | 79.34 | 317.36 | 2021-07-15
355 | WINDOWS | 322280 | S1509 OX | 3 | each | 132.88 | 398.64 | 2021-07-15
355 | WINDOWS | 322340 | S1512 OX | 2 | each | 153.49 | 306.98 | 2021-07-15
355 | WINDOWS | 322750 | S1809 OX/OX | 4 | each | 201.29 | 805.16 | 2021-07-15
355 | WINDOWS | 322790 | S1812 OX/OX | 2 | each | 236.01 | 472.02 | 2021-07-15
355 | WINDOWS | 323230 | S2009 OX/OX | 5 | each | 217.9 | 1089.5 | 2021-07-15
355 | WINDOWS | 323290 | S2018 OX/OX | 1 | each | 331.07 | 331.07 | 2021-07-15
355 | WINDOWS | 323990 | S2118 OX SGD | 1 | each | 588.876 | 588.876 | 2021-07-15
355 | WINDOWS | 324800 | SE2330 OXX SGD | 1 | each | 1723.61 | 1723.61 | 2021-07-15
355 | WINDOWS | 324980 | SE2348 OXXXXO SGD | 1 | each | 2675.22 | 2675.22 | 2021-07-15
355 | WINDOWS | 325160 | 12-12 LOUVRE 2BAY GLASS | 3 | each | 607.62 | 1822.86 | 2021-07-15
355 | WINDOWS | 325210 | 15-06 LOUVRE 1BAY GLASS | 5 | each | 321.39 | 1606.95 | 2021-07-15
355 | WINDOWS | 325250 | 15-12 LOUVRE 2BAY GLASS | 4 | each | 720.53 | 2882.12 | 2021-07-15
355 | WINDOWS | 325310 | 18-06 LOUVRE 1BAY GLASS | 1 | each | 376.45 | 376.45 | 2021-07-15
355 | WINDOWS | 325420 | 21-06 LOUVRE 1BAY GLASS | 8 | each | 503.6 | 4028.8 | 2021-07-15
355 | WINDOWS | 325450 | 21-12 LOUVRE 2BAY GLASS | 4 | each | 946.35 | 3785.4 | 2021-07-15
355 | WINDOWS | 326440 | INSTALL PINE REVEALS & DPC TO WINDOWS & SGDS | 67 | each | 9 | 603 | 2021-07-15
355 | WINDOWS | 326450 | PINE REVEALS 116X19 MM | 387 | lin m | 9 | 3483 | 2021-07-15 | ALL TIMBER TO BE {TIMBER TREATMENT - WIN REVEALS}
355 | WINDOWS | 326570 | DELIVERY WINDOWS | 1 | each | 500 | 500 | 2021-07-15
360 | LOCK-UP CARPENTER | 0002 | INSTALL TIMBER CLADDING WITH BATTENS | 19.92 | m2 | 40 | 796.8 | 2021-07-15
360 | LOCK-UP CARPENTER | 26172 | EXTRA TO INSTALL CLADDING (LINEA BOARD OR SIMILAR) | 5.32 | m2 | 35 | 186.2 | 2021-07-15 | EXTRA OVER FC SHEET
360 | LOCK-UP CARPENTER | 2624 | FIX FC & BEADING TO RAKING EAVES/SOFFITS | 40.7 | lin.m | 18.5 | 752.95 | 2021-07-15
360 | LOCK-UP CARPENTER | 2625 | FIX FC & BEADING TO HORIZONTAL EAVES/SOFFITS | 108.5 | lin.m | 18.5 | 2007.25 | 2021-07-15
360 | LOCK-UP CARPENTER | 2637 | WALL CLADDING (LINEA BOARD OR SIMILAR) | 147.2 | m2 | 35 | 5152 | 2021-07-15
360 | LOCK-UP CARPENTER | 26375 | WALL CLADDING SHEETING- HARDITEX/AXON OR SIMILAR | 11.32 | m2 | 25 | 283 | 2021-07-15
360 | LOCK-UP CARPENTER | 2640 | INSTALL TIMBER FASCIA | 9.8 | lin.m | 7.5 | 73.5 | 2021-07-15 | GARAGE DOOR JAMB- INCL SEALING AGAINST BRICK
360 | LOCK-UP CARPENTER | 2643 | INSTALL SHEET FLOORING -STRUCTAFLOOR /PLY OR SIMILAR | 65.96 | m2 | 14 | 923.44 | 2021-07-15
360 | LOCK-UP CARPENTER | 26430 | INSTALL WET AREA SHEET FLOORING - SECURA | 68.64 | m2 | 14 | 960.96 | 2021-07-15
360 | LOCK-UP CARPENTER | 2644 | FIT STANDARD BATH IN FRAME | 2 | each | 100 | 200 | 2021-07-15
360 | LOCK-UP CARPENTER | 26687 | INSTALL FLASHING TO WINDOW/DOOR HEAD | 53.8 | lin.m | 10 | 538 | 2021-07-15
365 | EXTERNAL DOORS / FRAMES | 23500 | ENVIROSEAL PROCTORWRAP 50M X 1500MM | 6 | each | 136.18 | 817.08 | 2021-07-15
365 | EXTERNAL DOORS / FRAMES | 23510 | STAPLES FOR SISALATION FIXING (BOX OF 5000) | 5 | box | 14.89 | 74.45 | 2021-07-15
365 | EXTERNAL DOORS / FRAMES | 25294 | PRE-PRIMED TREATED PINE 140X31 JAMBS | 15.3 | lin m (5.1) | 10.647 | 162.8991 | 2021-07-15 | 2/3.0m 1/5.1m
365 | EXTERNAL DOORS / FRAMES | 37790 | EXTERNAL FEATURE DOOR 2340MM HIGH X 1200MM WIDE | 1 | each | 567 | 567 | 2021-07-15 | ENTRY DOOR TYPE {ENTRY DOOR TYPE} ENTRY DOOR FINISH {ENTRY DOOR FINISH} ENTRY DOOR GLASS TYPE - {ENTRY GLASS TYPE} ENTRY DOOR FRAME TYPE - {ENTRY FRAME TYPE} ENTRY DOOR SIZE - {ENTRY DOOR SIZE}
365 | EXTERNAL DOORS / FRAMES | 37920 | DURACOTE EXTERNAL DOOR 820 X 2340MM | 3 | each | 195 | 585 | 2021-07-15 | EXTERNAL DOOR TYPE {EXTERNAL DOOR TYPE} EXTERNAL DOOR FINISH {EXTERNAL DOOR FINISH} EXTERNAL DOOR FRAME TYPE - {EXTERNAL FRAME TYPE} EXTERNAL DOOR SIZE - {EXTERNAL DOOR SIZE} EXTERNAL DOOR LOCATION - {EXT DOOR LOCATION}
365 | EXTERNAL DOORS / FRAMES | 38026 | ENTRY DOOR PINE QUICK FRAME *2410 X 887 | 3 | each | 375.375 | 1126.125 | 2021-07-15 | 140X40 JAMB SIZE WEATHER SEAL - {D QUICK FRAME DOOR SEAL} FIXED STOPS ALUMINIUM SILL HANDING TYPE RIGHT HAND HINGE (TYPE A) X {D ENTRY RH HINGE} LEFT HAND HINGE (TYPE B) X {D ENTRY LH HINGE} [HIDE] RP86 FOR BRISBANE (WITH SILLS) RP4 WITHOUT SILL DOORS
365 | EXTERNAL DOORS / FRAMES | 38028 | ENTRY DOOR PINE FRAME *2410 X 1267 | 1 | each | 472.5 | 472.5 | 2021-07-15 | 140X40 JAMB SIZE WEATHER SEAL - {D QUICK FRAME DOOR SEAL} FIXED STOPS ALUMINIUM SILL HANDING TYPE RIGHT HAND HINGE (TYPE A) X {D ENTRY RH HINGE} LEFT HAND HINGE (TYPE B) X {D ENTRY LH HINGE} [HIDE] RP86 FOR BRISBANE (WITH SILLS) RP4 WITHOUT SILL DOORS
365 | EXTERNAL DOORS / FRAMES | 3805 | DELIVERY | 1 | each | 90 | 90 | 2021-07-15
400 | CABINETMAKER | 3519 | CABINETS PC | 15000 | PC $ | 0.9091 | 13636.5 | 2021-07-15 | UPGRADE ALLOWANCE FOR HIGH END INCLUSIONS
400 | CABINETMAKER | 3521 | FLOOR CUPBOARDS | 14.4 | lin.m | 420 | 6048 | 2021-07-15
400 | CABINETMAKER | 35220 | LEVEL BAR 1200MM | 3 | lin.m | 577.5 | 1732.5 | 2021-07-15
400 | CABINETMAKER | 3526 | FRIDGE GABLE | 1 | each | 94.5 | 94.5 | 2021-07-15
400 | CABINETMAKER | 3533 | OVERHEAD CUPBOARDS | 3.3 | lin.m | 283.5 | 935.55 | 2021-07-15
400 | CABINETMAKER | 3536 | POT DRAWER | 6 | each | 105 | 630 | 2021-07-15
400 | CABINETMAKER | 3537 | RANGEHOOD CUTOUT | 1 | each | 94.5 | 94.5 | 2021-07-15
400 | CABINETMAKER | 3538 | WALL OVEN UNIT | 2 | each | 640.5 | 1281 | 2021-07-15
400 | CABINETMAKER | 3540 | VANITY OFF FLOOR CUPBOARDS | 8.6 | lin.m | 609 | 5237.4 | 2021-07-15
400 | CABINETMAKER | 3541 | SET OF DRAWERS TO VANITY | 7 | each | 189 | 1323 | 2021-07-15
400 | CABINETMAKER | 3542 | LAUNDRY FLOOR CUPBOARDS | 9.4 | lin.m | 472.5 | 4441.5 | 2021-07-15
400 | CABINETMAKER | 3544 | LAUNDRY CUPBOARD DRAWERS | 4 | each | 126 | 504 | 2021-07-15
400 | CABINETMAKER | 3551 | STANDARD EXTRAS OVER BASE KITCHEN | 1 | each | 934.5 | 934.5 | 2021-07-15
400 | CABINETMAKER | 3554 | 40MM STONE BENCHTOP- EXTRA OVER LAMINATE | 11 | m2 | 525 | 5775 | 2021-07-15
400 | CABINETMAKER | 3555 | 20MM STONE BENCHTOP- EXTRA OVER LAMINATE | 7.36 | m2 | 420 | 3091.2 | 2021-07-15
400 | CABINETMAKER | 3557 | EXTRA FOR WATERFALL STONE ENDS | 1 | each | 1260 | 1260 | 2021-07-15
400 | CABINETMAKER | 3559 | EXTRA FOR UNDERSLUNG SINK CUT-OUT | 1 | each | 210 | 210 | 2021-07-15
400 | CABINETMAKER | 3581 | CABINETRY 2 PAC UPGRADE 40% TOTAL PRICE | 47463 | each | 0.42 | 19934.46 | 2021-07-15
400 | CABINETMAKER | 3584 | STUDY DESK | 4.2 | lin.m | 409.5 | 1719.9 | 2021-07-15
400 | CABINETMAKER | 35850 | STUDY DRAWER SET | 4 | each | 115.5 | 462 | 2021-07-15
400 | CABINETMAKER | 35859500 | OUTDOOR KITCHEN FLOOR CUPBOARDS | 4.9 | lin.m | 750 | 3675 | 2021-07-15
400 | CABINETMAKER | 35859504 | OUTDOOR KITCHEN DRAWERS | 4 | each | 250 | 1000 | 2021-07-15
400 | CABINETMAKER | 35859505 | OUTDOOR KITCHEN FIXED COST | 1 | each | 1000 | 1000 | 2021-07-15
400 | CABINETMAKER | 35859510 | TV OR ENTERTAINMENT FLOOR UNIT | 5.8 | lin.m | 1200 | 6960 | 2021-07-15
400 | CABINETMAKER | 35859512 | TV OR ENTERTAINMENT DRAWER | 5 | each | 250 | 1250 | 2021-07-15
400 | CABINETMAKER | 35859516 | SINGLE OPEN SHELF FOR MUD ROOM | 29.6 | lin.m | 275 | 8140 | 2021-07-15
405 | TILE SUPPLY | 3601 | ALLOWANCE - BATHROOM WALL TILES | 194 | m2 | 36.3636 | 7054.5384 | 2021-07-15
405 | TILE SUPPLY | 3605 | ALLOWANCE - KITCHEN SPASHBACK TILES | 9 | m2 | 36.36 | 327.24 | 2021-07-15
405 | TILE SUPPLY | 3606 | ALLOWANCE - LAUNDRY SPASHBACK TILES | 4.64 | m2 | 36.36 | 168.7104 | 2021-07-15
405 | TILE SUPPLY | 3609 | ALLOWANCE - LAUNDRY SKIRTING TILES | 1.36 | m2 | 36.36 | 49.4496 | 2021-07-15
405 | TILE SUPPLY | 3611 | ALLOWANCE - BATHROOM FLOOR TILES | 50.4 | m2 | 36.36 | 1832.544 | 2021-07-15
405 | TILE SUPPLY | 3613 | ALLOWANCE - LAUNDRY FLOOR TILES | 32.52 | m2 | 36.36 | 1182.4272 | 2021-07-15
405 | TILE SUPPLY | 3616 | ALLOWANCE - MAIN FLOOR TILES | 149.12 | m2 | 36.36 | 5422.0032 | 2021-07-15
405 | TILE SUPPLY | 3620 | ALLOWANCE - PATIO FLOOR TILES | 205.84 | m2 | 36.36 | 7484.3424 | 2021-07-15
405 | TILE SUPPLY | 36202 | ALLOWANCE - BALCONY FLOOR TILES | 62.52 | m2 | 36.36 | 2273.2272 | 2021-07-15
405 | TILE SUPPLY | 3628 | ALUMINIUM ANGLE | 95 | each | 14.42 | 1369.9 | 2021-07-15 | 3.0 M LONG- BRIGHT SILVER
405 | TILE SUPPLY | 3636 | FEATURE TILE ALLOWANCE PC $600 | 5 | each | 545.45 | 2727.25 | 2021-07-15 | PER BATHROOM
405 | TILE SUPPLY | 3650 | TILE DELIVERY | 14 | each | 80 | 1120 | 2021-07-15
417 | WALL & CEILING INSULATION | 36985 | SUPPLY & INSTALL R1.5 WALL BATTS 75MM | 292.92 | m2 | 4.3 | 1259.556 | 2021-07-15
424 | PLASTERBOARD CONTRACTOR | 3752 | 10MM PLASTERBOARD TO CEILINGS NETT RATE | 517.64 | m2 | 14 | 7246.96 | 2021-07-15 | INCLUDES BACKBLOCKING
424 | PLASTERBOARD CONTRACTOR | 37520 | EXTRA FOR RAKED/ CATHEDRAL CEILINGS | 143.96 | m2 | 15 | 2159.4 | 2021-07-15
424 | PLASTERBOARD CONTRACTOR | 3752003 | 10MM WR BOARD TO CEILINGS NETT RATE | 208 | m2 | 18 | 3744 | 2021-07-15 | INCLUDES BACKBLOCKING
424 | PLASTERBOARD CONTRACTOR | 3753 | 10MM PLASTERBOARD TO PARTITIONS NETT RATE | 1171.44 | m2 | 13 | 15228.72 | 2021-07-15
424 | PLASTERBOARD CONTRACTOR | 3755 | EXTRA FOR 6MM VILLABOARD LINING NETT RATE | 174.44 | m2 | 6 | 1046.64 | 2021-07-15 | supply, fix & finish
424 | PLASTERBOARD CONTRACTOR | 37575 | SQUARE SET CEILING / WALL | 475 | lin.m | 8.2 | 3895 | 2021-07-15 | supply, fix & finish
424 | PLASTERBOARD CONTRACTOR | 37576 | SHEET & SET SKYLIGHT SHAFT (VELUX OR SIMILAR) | 1 | each | 110 | 110 | 2021-07-15 | supply, fix & finish
424 | PLASTERBOARD CONTRACTOR | 3758 | EXTERNAL OR NON 90 DEG ANGLE TO 2.7M | 48 | each | 28.1 | 1348.8 | 2021-07-15
424 | PLASTERBOARD CONTRACTOR | 37580 | SET OPENING OR BULKHEAD | 19 | lin.m | 15 | 285 | 2021-07-15 | supply, fix & finish
424 | PLASTERBOARD CONTRACTOR | 3760 | PREPAINT | 1 | each | 57.8 | 57.8 | 2021-07-15
424 | PLASTERBOARD CONTRACTOR | 3767800 | EXTRA FOR STAIR VOID | 2 | each | 500 | 1000 | 2021-07-15
425 | DOOR LOCKS | 3814 | ENTRANCE SET | 1 | each | 450 | 450 | 2021-07-15
425 | DOOR LOCKS | 3816 | TRILOCK ENTRANCE LEVER SET | 3 | each | 210.48 | 631.44 | 2021-07-15
425 | DOOR LOCKS | 3829 | INTERNAL DOOR PASSAGE SETS | 2 | each | 85 | 170 | 2021-07-15
425 | DOOR LOCKS | 3831 | INTERNAL PRIVACY SET | 9 | each | 115 | 1035 | 2021-07-15
425 | DOOR LOCKS | 3834 | CAVITY SLIDING DOOR PASSAGE SET | 6 | each | 50 | 300 | 2021-07-15
425 | DOOR LOCKS | 38344 | U TRACK CAVITY SLIDER EVOLUTION BUMP STOP DOUBLE/ PAIR | 1 | each | 15 | 15 | 2021-07-15
425 | DOOR LOCKS | 38403 | HIRLINE HINGE 100MM-STAINLESS STEEL | 30 | each | 7.23 | 216.9 | 2021-07-15
425 | DOOR LOCKS | 38405 | LIFT OFF HINGE 100MM - STAINLESS STEEL | 3 | each | 12.05 | 36.15 | 2021-07-15
425 | DOOR LOCKS | 3844 | MAGNETIC DOOR STOP / CATCH | 8 | each | 22.92 | 183.36 | 2021-07-15
425 | DOOR LOCKS | 384401 | BUMPER STOP | 7 | each | 8.51 | 59.57 | 2021-07-15
430 | INTERNAL DOORS | 38642 | HUMES ACCENT DOOR 2340 HIGH | 17 | each | 104.2335 | 1771.9695 | 2021-07-15
435 | FINISHING TIMBER | 23629 | SENCO ANGLED BRAD NAILS 38MM - PER PACK OF 3000 | 2 | each | 40.55 | 81.1 | 2021-07-15
435 | FINISHING TIMBER | 3900 | 66 X 11MM FJP SKIRT/ARCHITRAVE | 405 | lin m (5.4) | 1.7107 | 692.8335 | 2021-07-15
435 | FINISHING TIMBER | 3901 | 42 X 11MM FJP SKIRT/ARCHITRAVE | 507.6 | lin m (5.4) | 1.1642 | 590.9479 | 2021-07-15
435 | FINISHING TIMBER | 39103 | 112X18MM FJP DAR | 16.2 | lin m (5.4) | 4.4788 | 72.5566 | 2021-07-15
435 | FINISHING TIMBER | 3911 | 92X18MM FJP DAR | 70.2 | lin m (5.4) | 3.4214 | 240.1823 | 2021-07-15
435 | FINISHING TIMBER | 3916 | 31X11MM FJP DAR | 70.2 | lin m (5.4) | 0.8672 | 60.8774 | 2021-07-15
435 | FINISHING TIMBER | 3960 | DELIVERY FINISHING TIMBER | 1 | each | 90 | 90 | 2021-07-15
445 | FINISHING CARPENTER | 2659 | FIT EXTERNAL DOOR FURNITURE | 4 | each | 20 | 80 | 2021-07-15
445 | FINISHING CARPENTER | 2663 | FIT INTERNAL DOORS INCL JAMBS, STOPS & ARCS | 11 | each | 65 | 715 | 2021-07-15
445 | FINISHING CARPENTER | 2665 | FIT INTERNAL SLIDING DOORS INCL JAMBS, ARCS | 6 | each | 80 | 480 | 2021-07-15
445 | FINISHING CARPENTER | 26655 | EXTRA FOR FITTING 2340MM HIGH DOORS | 11 | each | 5 | 55 | 2021-07-15
445 | FINISHING CARPENTER | 2666 | FIX SKIRTING | 360.7 | lin.m | 2.8 | 1009.96 | 2021-07-15
445 | FINISHING CARPENTER | 26685 | FIT ARCHITRAVES TO WINDOWS/ SGDS | 42 | each | 20 | 840 | 2021-07-15
445 | FINISHING CARPENTER | 2697 | FIT 13 TREAD RHS STRINGERS & TREADS | 1 | each | 650 | 650 | 2021-07-15
445 | FINISHING CARPENTER | 3763 | MANHOLE | 2 | each | 42.5 | 85 | 2021-07-15
450 | STAIRS | 4810 | PS ALLOWANCE INTERNAL STAIRS & BALUSTRADES | 15000 | each | 0.9091 | 13636.5 | 2021-07-15 | INCLUDES BALUSTRADE TO STAIRS
452 | BALUSTRADE | 4910 | BALUSTRADE ALLOWANCE PC $380/M | 11.1 | lin m | 345.45 | 3834.495 | 2021-07-15 | INTERNAL VOID BALUSTRADE
452 | BALUSTRADE | 49102 | FRAMELESS GLASS BALUSTRADING ALLOWANCE | 39.6 | lin m | 550 | 21780 | 2021-07-15 | FRAMELESS INCLUDING HAND RAIL
455 | EXTERNAL FEATURES | 0004 | SUPPLY CORNER STONE PIECES | 108.3 | lin.m | 165 | 17869.5 | 2021-07-15
455 | EXTERNAL FEATURES | 5038 | FEATURE STONE | 97.44 | m2 | 150 | 14616 | 2021-07-15 | RANGE TBC TO CONFIRM PRICING
465 | WATERPROOFING | 5155 | WATERPROOF FLASHING | 132.6 | lin m | 10 | 1326 | 2021-07-15
465 | WATERPROOFING | 5157 | WATERPROOF BATHROOM FLOOR | 42 | m2 | 28 | 1176 | 2021-07-15 | add joins & perimeter
465 | WATERPROOFING | 5160 | WATERPROOF STANDARD BATH | 3 | each | 60 | 180 | 2021-07-15 | extra over room perimeter flashing
465 | WATERPROOFING | 5175 | WATERPROOF SHOWER 900 X 900 TILED BASE | 1 | each | 100 | 100 | 2021-07-15
465 | WATERPROOFING | 5177 | WATERPROOF SHOWER 900 X 1200 TILED BASE | 2 | each | 150 | 300 | 2021-07-15
465 | WATERPROOFING | 5178 | WATERPROOF SHOWER 900 X 1500 TILED BASE | 1 | each | 160 | 160 | 2021-07-15
465 | WATERPROOFING | 5179 | WATERPROOF SHOWER 1000 X 1800 TILED BASE | 1 | each | 180 | 180 | 2021-07-15
465 | WATERPROOFING | 517919 | SUPPLY AND INSTALL SMART TILE FLOOR WASTE~ | 10 | each | 60 | 600 | 2021-07-15
465 | WATERPROOFING | 517921 | WALL NICHES EACH~ | 5 | each | 35 | 175 | 2021-07-15
465 | WATERPROOFING | 517925 | SUPPLY & INSTALL BALCONY EDGE FLASHING | 37 | lin.m | 35 | 1295 | 2021-07-15
465 | WATERPROOFING | 51800 | WATERPROOF WALLS | 44.16 | m2 | 20 | 883.2 | 2021-07-15 | FOR STONE EXTERNAL AREAS
465 | WATERPROOFING | 51801 | WATERPROOF BALCONY FLOOR | 56.84 | m2 | 35 | 1989.4 | 2021-07-15
465 | WATERPROOFING | 5182 | SUPPLY & INSTALL WATERSTOP ANGLE | 7 | lin.m | 15 | 105 | 2021-07-15
470 | CERAMIC TILING | 0001 | ADDITIONAL LABOUR FOR ASSUMED FEATURE WALLS PER BATHROOM | 5 | each | 300 | 1500 | 2021-07-15
470 | CERAMIC TILING | 5205 | FIX WALL TILING INCL GLUE & GROUT | 161.68 | m2 | 70 | 11317.6 | 2021-07-15 | INCLUDING ANGLE INSTALLATION
470 | CERAMIC TILING | 5207 | FIX FLOOR TILING INCL GLUE & GROUT | 69.12 | m2 | 70 | 4838.4 | 2021-07-15
470 | CERAMIC TILING | 5209 | FIX SPLASHBACK WALL TILING INCL GLUE & GROUT | 11.72 | m2 | 36 | 421.92 | 2021-07-15
470 | CERAMIC TILING | 5211 | FIX SKIRTING TILING INCL GLUE & GROUT | 5.7 | lin m | 17.5 | 99.75 | 2021-07-15
470 | CERAMIC TILING | 5215 | FIX STEPTREAD TILING INCL GLUE & GROUT | 3.9 | lin m | 60 | 234 | 2021-07-15
470 | CERAMIC TILING | 5218 | BED RECESSED FLOOR PRIOR TO TILING | 6.36 | m2 | 100 | 636 | 2021-07-15 | SHOWER FLOOR
470 | CERAMIC TILING | 5225 | FIX MAIN FLOOR AREAS INCL GLUE & GROUT | 135.56 | m2 | 57 | 7726.92 | 2021-07-15 | STANDARD PRESSED EDGE
470 | CERAMIC TILING | 5227 | FIX EXTERNAL FLOOR AREAS INCL GLUE & GROUT | 243.96 | m2 | 57 | 13905.72 | 2021-07-15 | STANDARD PRESSED EDGE
470 | CERAMIC TILING | 5238 | TILE NICHE | 5 | each | 50 | 250 | 2021-07-15
470 | CERAMIC TILING | 5239 | EXPANSION JOINT IN TILE FLOORING | 91.2 | lin m | 3 | 273.6 | 2021-07-15
470 | CERAMIC TILING | 5243 | PATCH SGD REBATE | 10.4 | lin.m | 15 | 156 | 2021-07-15
470 | CERAMIC TILING | 5249 | FIX DRY LAY STONE WORK INC GLUE | 101.2 | m2 | 350 | 35420 | 2021-07-15
472 | JOINT SEALING | 5233 | SILICONE INTERNAL ANGLES -SINGLE BATHROOM ALLOWANCE | 1 | item | 110 | 110 | 2021-07-15
472 | JOINT SEALING | 52335 | SILICONE INTERNAL ANGLES -EXTRA BATHROOM ALLOWANCE | 4 | each | 80 | 320 | 2021-07-15
472 | JOINT SEALING | 5292 | SUPPLY & FIX FLOOR JOINT SEALANT | 322.7 | lin.m | 3.3 | 1064.91 | 2021-07-15
472 | JOINT SEALING | 52920 | EXTRA FOR ARTICULATION JOINT - UP TO 2.7M | 2 | each | 25.65 | 51.3 | 2021-07-15
472 | JOINT SEALING | 529200 | SUPPLY & FIX WINDOW REVEAL JOINT SEALANT | 246.8 | lin.m | 3.3 | 814.44 | 2021-07-15
475 | SHOWER SCREENS | 53500 | SEMI FRAMELESS 2000 X 800 MM FIXED GLASS PANEL SUPPLIED & INSTALLED | 1 | each | 685.3 | 685.3 | 2021-07-15
475 | SHOWER SCREENS | 5354 | SEMI FRAMELESS 2000 X 1400MM PIVOT SHOWER SCREEN SUPPLIED & INSTALLED | 1 | each | 561 | 561 | 2021-07-15
475 | SHOWER SCREENS | 5358 | SEMI FRAMELESS 2000 X 1000 X 1000MM PIVOT SHOWER SCREEN SUPPLIED & INSTALLED | 1 | each | 679.8 | 679.8 | 2021-07-15
475 | SHOWER SCREENS | 5359 | SEMI FRAMELESS 2000 X 1200 X 1000MM PIVOT SHOWER SCREEN SUPPLIED & INSTALLED | 2 | each | 732.6 | 1465.2 | 2021-07-15
480 | MIRRORS | 5431 | 900 X 900 POLISHED EDGE MIRROR SUPPLIED & INSTALLED | 1 | each | 99 | 99 | 2021-07-15
480 | MIRRORS | 5433 | 900 X 1400 POLISHED EDGE MIRROR SUPPLIED & INSTALLED | 2 | each | 133.1 | 266.2 | 2021-07-15
480 | MIRRORS | 5435 | 900 X 1800 POLISHED EDGE MIRROR SUPPLIED & INSTALLED | 1 | each | 163.9 | 163.9 | 2021-07-15
480 | MIRRORS | 5438 | 900 X 2400 POLISHED EDGE MIRROR SUPPLIED & INSTALLED | 1 | each | 206.8 | 206.8 | 2021-07-15
505 | PLUMBING - PC ITEMS | 5515 | HOSE COCK BALL WITH LEVER HANDLE 15MM | 2 | each | 12.29 | 24.58 | 2021-07-15
505 | PLUMBING - PC ITEMS | 561449 | RADIANT 250L ELECTRIC STORAGE HWS | 1 | each | 752.7555 | 752.7555 | 2021-07-15 | OSP16506
505 | PLUMBING - PC ITEMS | 5627 | S/S 45L BENCHLINE TUB | 1 | each | 105.84 | 105.84 | 2021-07-15
505 | PLUMBING - PC ITEMS | 5635 | SINK | 2 | each | 650 | 1300 | 2021-07-15
505 | PLUMBING - PC ITEMS | 5640 | VANITY BASIN | 7 | each | 300 | 2100 | 2021-07-15
505 | PLUMBING - PC ITEMS | 56498 | BASIN PLUG/WASTE | 7 | each | 11.55 | 80.85 | 2021-07-15
505 | PLUMBING - PC ITEMS | 564982 | BATH PLUG/WASTE | 3 | each | 14.175 | 42.525 | 2021-07-15
505 | PLUMBING - PC ITEMS | 56534 | FREESTANDING BATH | 3 | each | 2000 | 6000 | 2021-07-15
505 | PLUMBING - PC ITEMS | 5669 | WC SUITE | 5 | each | 500 | 2500 | 2021-07-15
505 | PLUMBING - PC ITEMS | 5680 | DOUBLE TOWEL RAIL | 5 | each | 90 | 450 | 2021-07-15
505 | PLUMBING - PC ITEMS | 5684 | TOILET ROLL HOLDER | 5 | each | 50 | 250 | 2021-07-15
505 | PLUMBING - PC ITEMS | 5751 | DELIVERY SINKS/ BASINS | 1 | each | 10.5 | 10.5 | 2021-07-15
505 | PLUMBING - PC ITEMS | 5752 | DELIVERY PLUMBING BATHS & WALL MIXERS | 1 | each | 10.5 | 10.5 | 2021-07-15
505 | PLUMBING - PC ITEMS | 5753 | DELIVERY PLUMBING PC ITEMS | 1 | each | 10.5 | 10.5 | 2021-07-15
505 | PLUMBING - PC ITEMS | 5805 | BASIN SET | 7 | each | 200 | 1400 | 2021-07-15
505 | PLUMBING - PC ITEMS | 58065000 | BATH SPOUT | 3 | each | 150 | 450 | 2021-07-15
505 | PLUMBING - PC ITEMS | 5807 | SHOWER SET | 7 | each | 250 | 1750 | 2021-07-15
505 | PLUMBING - PC ITEMS | 5808 | LAUNDRY SET | 1 | each | 200 | 200 | 2021-07-15
505 | PLUMBING - PC ITEMS | 5809 | WASHING MACHINE TAPS | 1 | each | 14.175 | 14.175 | 2021-07-15
505 | PLUMBING - PC ITEMS | 5820 | SINK SET | 2 | each | 500 | 1000 | 2021-07-15
505 | PLUMBING - PC ITEMS | 58220 | FREESTANDING BATH SET | 3 | each | 600 | 1800 | 2021-07-15
505 | PLUMBING - PC ITEMS | 5836 | SHOWER HEAD | 7 | each | 500 | 3500 | 2021-07-15
510 | PAINTER | 4818 | ALLOWANCE TO PAINT OR CLEAR FINISH STAIRS | 1 | each | 800 | 800 | 2021-07-15
510 | PAINTER | 5960 | LIVING/ GARAGE AREA PAINTERS RATE | 544.96 | m2 | 45 | 24523.2 | 2021-07-15 | RATE INCLUDES -TOUCH-UPS
510 | PAINTER | 5965 | CARPORT/ PATIO AREA PAINTERS RATE | 243.96 | m2 | 45 | 10978.2 | 2021-07-15 | RATE INCLUDES -TOUCH-UPS [HIDE]BRICK VENEER BRISBANE RATE
510 | PAINTER | 59672 | EXTRA FOR 2 STOREY OR GREATER | 788.92 | m2 | 3 | 2366.76 | 2021-07-15
510 | PAINTER | 5980 | EXTRA TO PAINT EXTERNAL CLADDING BOARDS TO GABLES | 22.24 | m2 | 18.55 | 412.552 | 2021-07-15
510 | PAINTER | 59802 | PAINTING OF EXTERNAL RENDER | 127.44 | m2 | 14 | 1784.16 | 2021-07-15
510 | PAINTER | 59806 | EXTRA TO PAINT RAISED GABLE ENDS | 2 | each | 100 | 200 | 2021-07-15
510 | PAINTER | 59808 | PAINT EXTERNAL CLADDING BOARDS TO WALLS | 211.28 | m2 | 18.55 | 3919.244 | 2021-07-15
510 | PAINTER | 5986 | PAINT TIMBER POSTS | 45 | lin m | 25 | 1125 | 2021-07-15
510 | PAINTER | 59875 | EXTRA FOR PAINTING 2340MM HIGH DOORS | 17 | each | 27.27 | 463.59 | 2021-07-15
510 | PAINTER | 6000 | PAINT GAL STAIR STRINGERS | 6.6 | lin m | 7.5 | 49.5 | 2021-07-15
510 | PAINTER | 6058 | PAINT ENTRY DOOR | 1 | each | 100 | 100 | 2021-07-15
515 | PLUMBER - FIT-OFF | 1179 | STANDARD FITOUT | 1 | each | 1300 | 1300 | 2021-07-15 | (7 FIXTURES, 1 VENT, 2 HOSE TAPS,TEMPERING VALVES, PRESSURE LIMITING VALVE, DISHWASHER PROVISION & COLD WATER EXPANSION VALVE)
516 | PLUMBER - FIT-OFF | 1180 | FITOUT FOR ENSUITE | 4 | each | 400 | 1600 | 2021-07-15
517 | PLUMBER - FIT-OFF | 1181 | EXTRA FITOUT PER FIXTURE | 7 | each | 150 | 1050 | 2021-07-15
518 | PLUMBER - FIT-OFF | 1183 | EXTRA FOR HOSE TAP WITH VACUUM BREAKER | 2 | each | 200 | 400 | 2021-07-15 | INCLUDES ROUGH IN & FIT-OFF
520 | PLUMBER - FIT-OFF | 11831 | PROVIDE FRIDGE TAP | 1 | each | 200 | 200 | 2021-07-15 | INCLUDES ROUGH IN & FIT-OFF
523 | PLUMBER - FIT-OFF | 1198 | POOL BACKWASH DRAIN | 1 | each | 180 | 180 | 2021-07-15
524 | PLUMBER - FIT-OFF | 2703 | SUPPLY AND INSTALL PVC DOWNPIPES TO 3.0M | 14 | each | 60 | 840 | 2021-07-15
525 | PLUMBER - FIT-OFF | 2704 | SUPPLY AND INSTALL PVC DOWNPIPES-TO 6.0M | 4 | each | 120 | 480 | 2021-07-15
526 | PLUMBER - FIT-OFF | 2705 | SUPPLY AND INSTALL PVC DOWNPIPE SPREADERS | 6 | each | 48.45 | 290.7 | 2021-07-15
520 | APPLIANCES | 6121 | COOKTOP (A) | 1 | each | 2500 | 2500 | 2021-07-15
520 | APPLIANCES | 6131 | OVEN (A) | 2 | each | 3000 | 6000 | 2021-07-15
520 | APPLIANCES | 6151 | RANGEHOOD (A) | 1 | each | 1000 | 1000 | 2021-07-15
520 | APPLIANCES | 6156 | DISHWASHER | 1 | each | 1000 | 1000 | 2021-07-15
530 | ELECTRICAL FITTINGS | 6197 | LIGHT FITTING PC PER FITTING | 108 | each | 25 | 2700 | 2021-07-15
530 | ELECTRICAL FITTINGS | 62120 | BRILLIANT 4 ABS BLADED WHITE CEILING FAN | 11 | each | 200 | 2200 | 2021-07-15
530 | ELECTRICAL FITTINGS | 6215 | IXL TASTIC HEATER / EXHAUST FAN / LIGHT 3 IN 1 COMBO | 6 | each | 178.17 | 1069.02 | 2021-07-15
537 | TV ANTENNAS | 62580 | SUPPLY & INSTALL TV ANTENNA | 1 | each | 150 | 150 | 2021-07-15
545 | FINAL CARPENTER | 2681 | FIT ACCESSORIES | 15 | each | 12 | 180 | 2021-07-15 | TOWEL RAILS, WC ROLL HOLDERS ETC
545 | FINAL CARPENTER | 2682 | FINAL FITOUT | 2 | each | 250 | 500 | 2021-07-15 | REHANG DOORS & DOOR FURNITURE, DOOR STOPS ETC
548 | FIRE PLACES & INTERNAL HEATING | 0001 | SUPPLY & INSTALL FIRE PLACE ALLOWANCE WALLS & WALL FINISH NOT INCLUDED | 15000 | each | 0.9091 | 13636.5 | 2021-07-15
551 | DUCTED AIRCONDITIONING | 628010 | MY AIR CONTROLLER WITH SENSORS 4 ZONES $1450- 5 ZONES $1500- 6 ZONES~ | 1 | each | 1318.18 | 1318.18 | 2021-07-15
551 | DUCTED AIRCONDITIONING | 62850 | SUPPLY AND INSTALL 24 KW PREMIUM DUCTED AIR CON- 12 OUTLETS AND 6 ZONES~ | 1 | each | 17915.63 | 17915.63 | 2021-07-15
551 | DUCTED AIRCONDITIONING | 62950 | EXTRA CONTROLLER FOR SECOND LEVEL IF REQUIRED~ | 1 | each | 240.91 | 240.91 | 2021-07-15
551 | DUCTED AIRCONDITIONING | 62970 | 2 STOREY HOME EXTRA INSTALLATION FOR DUCTED SYSTEM | 1 | each | 397.725 | 397.725 | 2021-07-15
565 | FLOOR FINISHING | 6401 | SUPPLY & INSTALL FLOORING AS PER QUOTE | 1 | quote | 7650 | 7650 | 2021-07-15 | Ground Floor Option 1: To sand and refinish existing timber in gym, study, rumpus, hallway, bed 2, bed 3 & bed 3 to change timber colour – based on 153m2
565 | FLOOR FINISHING | 6401 | SUPPLY & INSTALL FLOORING AS PER QUOTE | 1 | quote | 10074 | 10074 | 2021-07-15 | First Floor (tongue & groove option): To rough sand sub floor To supply and install solid 80mm x 14mm tongue and groove ELK FALLS timber flooring via trowel glue and secret nailed method to retreat, halls & bed 1 – based on 69m2 inc waste To sand and polish with 3 coats of commercial waterbase Bona Traffic HD finish – gloss level TBC
570 | SCREENS | 328110 | SL 06-21 XO FLYSCREEN | 1 | each | 23.712 | 23.712 | 2021-07-15 | Screen prices include delivery
570 | SCREENS | 328260 | S0909 XO FLYSCREEN | 3 | each | 14.526 | 43.578 | 2021-07-15 | Screen prices include delivery
570 | SCREENS | 328320 | S0918 XO FLYSCREEN | 3 | each | 22.8 | 68.4 | 2021-07-15 | Screen prices include delivery
570 | SCREENS | 328535 | S1209 XO FLYSCREEN | 1 | each | 17.28 | 17.28 | 2021-07-15 | Screen prices include delivery
570 | SCREENS | 328600 | S1218 XO FLYSCREEN | 3 | each | 27.336 | 82.008 | 2021-07-15 | Screen prices include delivery
570 | SCREENS | 328815 | S1506 OX FLYSCREEN | 3 | each | 16.092 | 48.276 | 2021-07-15 | Screen prices include delivery
570 | SCREENS | 328835 | S1509 OX FLYSCREEN | 4 | each | 20.04 | 80.16 | 2021-07-15 | Screen prices include delivery
570 | SCREENS | 328855 | S1512 OX FLYSCREEN | 2 | each | 23.976 | 47.952 | 2021-07-15 | Screen prices include delivery
570 | SCREENS | 329195 | S1809 OX/OX FLYSCREEN | 4 | each | 50.712 | 202.848 | 2021-07-15 | Screen prices include delivery
570 | SCREENS | 329215 | S1812 OX/OX FLYSCREEN | 2 | each | 55.242 | 110.484 | 2021-07-15 | Screen prices include delivery
570 | SCREENS | 329620 | S2009 OX/OX FLYSCREEN | 5 | each | 52.536 | 262.68 | 2021-07-15 | Screen prices include delivery
570 | SCREENS | 329680 | S2018 OX/OX FLYSCREEN | 1 | each | 67.308 | 67.308 | 2021-07-15 | Screen prices include delivery
570 | SCREENS | 329820 | S2106 OX/OX FLYSCREEN | 2 | each | 48.336 | 96.672 | 2021-07-15 | Screen prices include delivery
570 | SCREENS | 330350 | S2118 OX SGD FLYSCREEN | 1 | each | 162.75 | 162.75 | 2021-07-15 | Screen prices include delivery
570 | SCREENS | 331160 | SE2330 OXX SGD FLYSCREENS | 1 | each | 335.226 | 335.226 | 2021-07-15 | Screen prices include delivery
570 | SCREENS | 331340 | SE2348 OXXXXO SGD FLYSCREENS | 1 | each | 500.958 | 500.958 | 2021-07-15 | Screen prices include delivery
570 | SCREENS | 331520 | 12-12 LOUVRE 2BAY FLYSCREEN | 3 | each | 33.756 | 101.268 | 2021-07-15 | Screen prices include delivery
570 | SCREENS | 331575 | 15-06 LOUVRE 1BAY FLYSCREEN | 5 | each | 25.128 | 125.64 | 2021-07-15 | Screen prices include delivery
570 | SCREENS | 331615 | 15-12 LOUVRE 2BAY FLYSCREEN | 4 | each | 37.104 | 148.416 | 2021-07-15 | Screen prices include delivery
570 | SCREENS | 331670 | 18-06 LOUVRE 1BAY FLYSCREEN | 1 | each | 27.294 | 27.294 | 2021-07-15 | Screen prices include delivery
570 | SCREENS | 331765 | 21-06 LOUVRE 1BAY FLYSCREEN | 8 | each | 29.466 | 235.728 | 2021-07-15 | Screen prices include delivery
570 | SCREENS | 331805 | 21-12 LOUVRE 2BAY FLYSCREEN | 4 | each | 43.806 | 175.224 | 2021-07-15 | Screen prices include delivery
575 | PROPRIETRY SHELVING | 4304 | CUSTOM MADE SHELF & RAIL 1200MM | 2 | each | 67.32 | 134.64 | 2021-07-15
575 | PROPRIETRY SHELVING | 4308 | CUSTOM MADE SHELF & RAIL 1800MM | 3 | each | 143.48 | 430.44 | 2021-07-15
575 | PROPRIETRY SHELVING | 4312 | CUSTOM MADE SHELF & RAIL 2400MM | 3 | each | 177.14 | 531.42 | 2021-07-15
575 | PROPRIETRY SHELVING | 4314 | CUSTOM MADE SHELF & RAIL 2700MM | 2 | each | 236.47 | 472.94 | 2021-07-15
575 | PROPRIETRY SHELVING | 4316 | CUSTOM MADE SHELF & RAIL 3000MM | 1 | each | 253.3 | 253.3 | 2021-07-15
575 | PROPRIETRY SHELVING | 4327 | CUSTOM MADE DRAWER UNIT | 8 | each | 204 | 1632 | 2021-07-15
575 | PROPRIETRY SHELVING | 4332 | CUSTOM MADE SHELVES BANK OF 4 X 450MM | 8 | each | 143.48 | 1147.84 | 2021-07-15
575 | PROPRIETRY SHELVING | 4342 | CUSTOM MADE SHELVES LINEN / PANTY 4 X 1200MM | 1 | each | 269.28 | 269.28 | 2021-07-15
575 | PROPRIETRY SHELVING | 4346 | CUSTOM MADE SHELVES LINEN / PANTY 4 X 1800MM | 1 | each | 446.42 | 446.42 | 2021-07-15
575 | PROPRIETRY SHELVING | 4350 | CUSTOM MADE SHELVES LINEN / PANTY 4 X 2400MM | 1 | each | 581.06 | 581.06 | 2021-07-15
575 | PROPRIETRY SHELVING | 4354 | CUSTOM MADE SHELVES LINEN / PANTY 4 X 3000MM | 1 | each | 758.2 | 758.2 | 2021-07-15
577 | PHOTOVOLTAIC SYSTEMS | 6675 | SUPPLY & INSTALL 6.61 KW SOLAR PV SYSTEM | 2 | each | 4409.09 | 8818.18 | 2021-07-15
580 | SPECIAL ITEMS | 6712 | ALLOWANCE TO SUPPLY & INSTALL POWDER COATED ALUMINIUM HORIZONTAL SLATTED SCREEN/M2 | 10.24 | m2 | 450 | 4608 | 2021-07-15
590 | GARAGE DOORS | 6923 | PANEL LIFT DOOR 2400X4800 | 1 | each | 1050 | 1050 | 2021-07-15
590 | GARAGE DOORS | 69301 | REMOTE CONTROL TO PANELIFT DOOR | 1 | each | 250 | 250 | 2021-07-15 | 2 HANDSETS & WALL BUTTON
595 | HOUSE CLEAN | 6912 | INTERNAL HOUSE CLEAN | 544.96 | m2 | 3.5 | 1907.36 | 2021-07-15
595 | HOUSE CLEAN | 6913 | HOUSE CLEAN -PATIOS & CARPORTS | 243.96 | m2 | 3.5 | 853.86 | 2021-07-15 | *** DO NOT PLACE ORDER *** CLEANING OF THESE AREAS BY PACIFIC BLUE
600 | SWIMMING POOL | 6510 | SWIMMING POOL PS ALLOWANCE | 50000 | each | 0.9091 | 45455 | 2021-07-15 | NO DETAILS ON POOL/POOL SURROUND AND WHETHER THE EXISTING WILL REMAIN REMOVE IF NOT REQUIRED
605 | SWIMMING POOL FENCE | 6590 | POOL FENCING PS ALLOWANCE | 10000 | each | 0.9091 | 9091 | 2021-07-15 | NO DETAILS ON POOL FENCING AND WHETHER THE EXISTING WILL REMAIN REMOVE IF NOT REQUIRED
625 | EXTERNAL CONCRETE LABOUR | 6557 | SUPPLY & INSTALL EXPOSED AGGREGATE DRIVEWAY | 70 | m2 | 90 | 6300 | 2021-07-15
640 | CLOTHESLINES | 659115 | WALL/ FENCE MOUNTED FOLDING CLOTHESLINE 2.3 LONG X 1.0M DEEP | 1 | each | 120 | 120 | 2021-07-15 | COLOUR - {CLOTHESLINE COLOUR} [HIDE]
640 | CLOTHESLINES | 65930 | INSTALL WALL MOUNTED CLOTHESLINE | 1 | each | 50 | 50 | 2021-07-15
665 | SITE CLEAN | 6931 | PROVISIONAL ALLOWANCE FOR TWO SITE CLEANS. INC. TIP FEES | 1 | each | 800 | 800 | 2021-07-15
665 | SITE CLEAN | 6932 | SITE CLEAN AREA ALLOWANCE | 788.92 | m2 | 2 | 1577.84 | 2021-07-15
670 | SKIP HIRE | 6955 | SKIP HIRE | 13 | each | 641.81 | 8343.53 | 2021-07-15
700 | MISCELLANEOUS | 7301 | MISCELLANEOUS HARDWARE | 2 | each | 250 | 500 | 2021-07-15
700 | MISCELLANEOUS | 7305 | MISCELLANEOUS LABOUR | 10 | hour | 100 | 1000 | 2021-07-15
700 | MISCELLANEOUS | 7310 | MISCELLANEOUS MATERIALS | 2 | each | 150 | 300 | 2021-07-15
705 | TEMPORARY SERVICES | 7352 | ALLOWANCE FOR TEMPORARY POWER | 1 | each | 500 | 500 | 2021-07-15
710 | CONTINGENCY | 0090 | CONTRACT SUPERVISION 2-STOREY | 1 | each | 5000 | 5000 | 2021-07-15
710 | CONTINGENCY | 7453 | CONTINGENCY | 788.92 | m2 | 15 | 11833.8 | 2021-07-15
715 | MAINTENANCE | 7481 | MAINTENANCE PER JOB | 2 | each | 250 | 500 | 2021-07-15
[6 empty] | Total ex GST | 1158789.1978
[6 empty] | GST | 115878.9198
[6 empty] | Total inc GST | 1274668.1176

## Sheet1
2021-07-15
| Job | FH102 | SOUTER - 461 FORMOSA
CC_Group | Cost cente | Description | Quantity | Unit | Rate | Total
005 PRELIMINARIES
| 0050 | SITE SIGNAGE ALLOWANCE | 1 | each | 100 | 100
| 0060 | CONTRACT | 1 | each | 20 | 20
030 SOIL TEST
| 0141 | ENGINEER'S SOIL TESTING & SITE CLASSIFICATION | 1 | item | 350 | 350
035 ENGINEER
| 01420 | ENGINEER FULL CERTIFICATION | 1 | item | 1200 | 1200
INCLUDES SLAB, FOOTINGS
| 0144 | EXTRA FOR DOUBLE STOREY | 1 | item | 1500 | 1500
045 ENERGY EFFICIENCY
| 0358 | ENERGY EFFICIENCY ASSESSMENT | 1 | item | 150 | 150
055 WORKPLACE HEALTH & SAFETY
| 0170 | WORKPLACE HEALTH & SAFETY OFFICER STANDARD HOUSE | 1 | each | 300 | 300
070 CERTIFICATION AND COUNCIL FEES
| 0359 | BUILDING FEES FIXED COSTS | 1 | each | 1272.73 | 1272.73
| 0362 | BUILDING FEES - SWIMMING POOLS | 1 | each | 454.55 | 454.55
| 0363 | PLAN LODGEMENT FEES | 1 | item | 168.18 | 168.18
075 COUNCIL FEES - HYDRAULICS
| 0370 | PLUMBING AND DRAINAGE FEES | 1 | each | 770 | 770
INCLUDES APPLICATION FEE AND 8 POINTS (SINGLE BATHROOM HOUSE)
| 0374 | ADDITIONAL FIXTURES | 19 | each | 60 | 1140
INCLUDES PLUMBING & DRAINAGE COMPLIANCE ASSESSMENT
090 DEMOLITION
| 03781 | DEMOLITION PS ALLOWANCE | 10000 | PS $ | 0.91 | 9100
ALLOWANCE FOR MISCELLANEOUS DEMO WORKS NOT CLEAR ON PLANS INCLUDING CONCRETE CUTTING FOR NEW DRAINAGE CONNECTIONS
| 0379103 | HOUSES: SINGLE STOREY, TIMBER FRAMED WITH TIMBER CLADDING, METAL ROOF | 125.84 | m2 | 38.8 | 4882.592
| 0379109 | CUT AWAY CONCRETE GROUND SLAB 100MM THICK REINFORCED | 105.04 | m2 | 33.7 | 3539.848
| 0379118 | DEMOLISH EXTERNAL WALLS BRICK 230MM THICK | 52.44 | m2 | 27.9 | 1463.076
| 0379124 | DEMOLISH INERNAL WALLS STUD WALLS 75 OR 110MM THICK PLASTERED BOTH SIDES | 86.12 | m2 | 9.15 | 787.998
| 0379129 | STRIP WALL CLADDING/LININGS TIMBER BOARD CLADDING | 30.76 | m2 | 9.65 | 296.834
| 0379131 | HACK FINISHES FROM WALLS (NO PREP FOR NEW) PLASTER | 423.92 | m2 | 12.6 | 5341.392
| 0379133 | HACK FINISHES FROM WALLS (NO PREP FOR NEW) CERAMIC TILES BACKING SCREED | 66.64 | m2 | 22.9 | 1526.056
| 0379138 | ROOF: STRIP ROOF COVERING SLOPING ROOF CORRUGATED IRON INCLUDING BATTERNS | 329.48 | m2 | 9.65 | 3179.482
| 0379141 | ROOF: TAKE DOWN TIMBER ROOF FRAMING INCLUDING EAVES (ROOF PLAN AREA) EAVES ONLY - FRAMING | 106 | each | 9.45 | 1001.7
| 0379144 | ROOF: TAKE DOWN EAVES ONLY - GUTTERS | 98.2 | lin.m | 5.25 | 515.55
| 0379155 | FLOORS: TAKE UP OR STRIP FLOORS CERAMIC/MOSAIC TILES | 19.36 | m2 | 14.35 | 277.816
| 0379160 | CEILINGS: TAKE DOWN LININGS PLASTERBOARD | 302.96 | m2 | 6.75 | 2044.98
| 0379164 | WINDOWS AND DOORS: TAKE OUT SINGLE DOOR | 5 | each | 11 | 55
| 0379170 | WINDOWS AND DOORS: TAKE OUT TIMBER WINDOW UP TO 2.0 TO 4.0 SQM | 13 | each | 69.9 | 908.7
| 0379172 | BUILT IN ITEMS: TAKE OUT BENCH CUPBOARD UNIT | 3.8 | lin.m | 24.1 | 91.58
| 0379179 | PLUMBING: TAKE OUT BASIN, SINK, TROUGH | 6 | each | 21.8 | 130.8
| 0379180 | PLUMBING: TAKE OUT WC SUITE | 2 | each | 50.8 | 101.6
| 0379181 | PLUMBING: TAKE OUT BATH | 2 | each | 88.2 | 176.4
| 0379182 | PLUMBING: TAKE OUT HOT WATER SYSTEM | 1 | each | 46.6 | 46.6
| 0379186 | ELECTRICAL: DISCONNECT AND SEAL OFF: LIGHT POINT | 60 | each | 22.6 | 1356
| 0379187 | ELECTRICAL: DISCONNECT AND SEAL OFF: POWER POINT | 30 | each | 26.7 | 801
| 0379188 | ELECTRICAL: DISCONNECT AND SEAL OFF: SUB-MAINS SUPPLY | 1 | each | 350 | 350
100 SURVEYOR
| 0383 | SET UP - PEG OUT | 1 | each | 1500 | 1500
105 EQUIPMENT HIRE
| 0385 | CHEMICAL TOILET 8 WEEK HIRE | 1 | each | 280 | 280
| 0386 | ADDITIONAL TOILET HIRE (PER WEEK) | 19 | each | 35 | 665
| 03890 | PICK UP & DELIVERY | 1 | each | 60 | 60
108 TEMPORARY FENCING
| 0388 | TEMPORARY FENCING HIRE PER METRE | 152 | lin.m | 7.5 | 1140
110 SITE SETUP
| 0405 | SUPPLY AND DELIVER 3M3 20MM GRAVEL FOR SITE ACCESS | 1 | each | 165 | 165
USEONLY IF REQUIRED
| 04150 | EROSION SILT FENCE ALLOWANCE UP TO 40M | 2 | each | 200 | 400
115 EARTHWORKS
| 0451 | EARTHWORKS AREA ALLOWANCE | 417.12 | m2 | 4 | 1668.48
130 PLANT MACHINE HIRE
| 0650 | BOBCAT HIRE -GENERAL | 10.5 | hour | 125 | 1312.5
| 0655 | BOBCAT HIRE INCLUDING AUGER | 12 | hour | 125 | 1500
| 0660 | BOBCAT HIRE -TRENCHING GENERAL | 293.5 | lin.m | 3.5 | 1027.25
| 0662 | BOBCAT HIRE -TRENCHING 300 X100MM | 52.2 | lin.m | 4.5 | 234.9
| 0670 | BOBCAT TRAVEL | 1 | hour | 120 | 120
135 CONCRETE PUMP FOOTING
| 0693 | CONCRETE PUMP (FOOTING) | 7.5 | hour | 230 | 1725
| 1326 | CONCRETE PUMP ALLOWANCE - PIERS | 75 | each | 15 | 1125
140 FOOTING / SLAB REINFORCING
| 0763 | L11TM3 X 6M | 55 | each | 26.5068 | 1457.874
| 0765 | L12TM3 X 6M | 10 | each | 34.3545 | 343.545
| 0769 | N12S6 DBAR 6Mx12mm | 55 | each | 10.373 | 570.515
| 0773 | R10 X 1400 COGGED & HOOKED SLAB TIE SB1014 | 456 | each | 2.211 | 1008.216
| 0775 | N12 X 1400 COGGED & HOOKED STARTER BAR | 6 | each | 2.838 | 17.028
| 0803 | SL82 MESH SQRE | 34 | each | 92.8626 | 3157.3284
| 0814 | BAR CHAIRS 50/65 | 600 | each (per 100) | 0.165 | 99
| 0815 | TMS60- BAR CHAIRS TO SUIT TRENCH MESH (PER BAG OF 25) | 14 | each | 12.364 | 173.096
| 0820 | TIE WIRE- 1.42KG IDLCOILA | 3 | roll | 4.224 | 12.672
| 0831 | POLYTHENE 50Mx4M BLACK 200um FB2450 | 4 | roll | 92.466 | 369.864
| 0840 | DUCT POLY TAPE 48mm X 30 mtr TPP30 | 9 | roll | 3.289 | 29.601
| 09060 | R6 350MM DIAMETER LIG | 141 | each | 5.1282 | 723.0762
| 0912 | N12 TO FORM WELDED CAGE/M | 183.7 | lin.m | 2.5197 | 462.8689
| 0961 | DELIVERY | 1 | each | 80.25 | 80.25
| 1605 | N12 DBAR X 6000MM | 28 | each | 10.0566 | 281.5848
| 1622 | N12C- N12 BAR CUT & BENT | 54 | lin.m | 1.9536 | 105.4944
TRIMMER BARS 27/2.0m
| 1630 | N12 600 X 600 CORNER BAR CB1206 | 29 | each | 2.4309 | 70.4961
145 FOOTING CONCRETE
| 0970 | FOOTING CONCRETE 20/20 | 53.8 | m3 | 175.5 | 9441.9
155 FORMWORKER
| 106010 | FORM UP, PLACE & FINISH -SAND FILL RAFT SLAB | 417.12 | m2 | 27 | 11262.24
including setout, provide off-form finish, to comply with visual inspection criteria for termite resistance SHOWER RECESSES TO BE A MINIMUM OF 70MM DEEP TO COMPLY WITH WATERPROOFING LEGISLATION
| 1066 | SETOUT & POUR PIERS | 75 | each | 12 | 900
| 10660 | FORM STEP DOWN IN SLAB | 29.3 | lin.m | 14 | 410.2
FOR PATIOS & SGD RECESS STEPS WHERE REQUIRED
| 1068 | FORM SHOWER / BATHROOM RECESS IN SLAB | 4 | each | 70 | 280
| 10694 | FORM AND PLACE MASS CONCRETE STEP | 3.7 | lin.m | 90 | 333
160 PLUMBER - DRAINS
| 0001 | GREASE TRAP ALLOWANCE ONLY | 1 | each | 750 | 750
| 1071 | DRAINAGE 45M UP TO 8 POINTS SINGLE FLOOR SLAB ON GROUND DWELLING | 1 | each | 2300 | 2300
INCLUDES ALL UNDERSLAB WORK INCL MACHINE HIRE. ALL VANITY DRAINAGE TO COME UP THROUGH WALLS
| 1073 | ADDITIONAL DRAINAGE POINTS | 3 | each | 40 | 120
| 1074 | DRAINAGE OVER 45M | 40 | lin.m | 20 | 800
| 10740 | ADDITIONAL SERVICE LEAD IN | 30 | lin.m | 20 | 600
| 1075 | DRAINAGE TO ENSUITE | 4 | each | 600 | 2400
| 1078 | EXTRA ALLOWANCE FOR 2 STOREY DRAINAGE & STACK WORK | 2 | each | 300 | 600
| 1184 | STORMWATER ALLOWANCE | 1 | each | 5500 | 5500
| 11960 | EXTRA FOR EXPANSION JOINTS (H1 & ABOVE PER DWELLING) | 1 | each | 250 | 250
165 TERMITE TREATMENT
| 1223 | TERMITE PROTECTION TO PENETRATIONS (EACH) | 26 | each | 8 | 208
{Z TERMITEPROTECT TYPE}
| 1226 | TERMITE PROTECTION - PERIMETER TREATMENT | 134.4 | lin m | 8 | 1075.2
{Z TERMITEPROTECT TYPE}
170 SAND AND GRAVEL
| 1241 | SCREENED DECO INCL DELIVERY | 70 | m3 | 46 | 3220
185 SLAB CONCRETE
| 1320 | CONCRETE 20MPA 20MM AGG | 77.8 | m3 | 165.5 | 12875.9
190 CONCRETE PUMP SLAB
| 13250 | CONCRETE PUMP ALLOWANCE - PER HOUR | 12 | hour | 180 | 2160
| 13252 | CONCRETE PUMP ALLOWANCE - PER M3 PUMPED | 77.8 | m3 | 8 | 622.4
| 1328 | CONCRETE PUMP - FLY ASH & OFF SITE WASH | 1 | each | 60 | 60
199 SLAB INSPECTIONS
| 1328003 | INSPECT FOOTINGS FOR COMPLIANCE | 1 | each | 200 | 200
ALLOW 2 IF NECESSARY
| 1328005 | INSPECT SLAB FOR COMPLIANCE | 1 | each | 200 | 200
ALLOW 2 IF NECESSARY
200 BLOCK LAYER
| 0001 | EXTRA FOR SECOND LIFT & HEIGHT | 1 | each | 450 | 450
| 1331 | LAY 200 SERIES BLOCKS | 550 | each | 3.2 | 1760
202 CONCRETE MASONARY
| 1391 | 20.01 STANDARD | 550 | each | 2.39 | 1314.5
216 BOND BEAM PUMP
| 1691 | CONCRETE PUMP HIRE TIME | 3 | hour | 180 | 540
| 1692 | CUBIC METRE RATE FOR CONCRETE PUMP FOR BOND BEAM | 5 | m3 | 8 | 40
218 BOND BEAM CONCRETE
| 1710 | BOND BEAM CONCRETE 20/7 | 5 | m3 | 174 | 870
223 ELECTRICIAN
| 0001 | DISCONNECT & RELOCATE EXISTING POWER | 1 | each | 500 | 500
| 1911 | EXTRA OVER 15M UNDERGROUND MAINS (SINGLE PHASE) | 30 | lin.m | 25 | 750
ADDITIONAL RUN IF REQUIRED
| 1913 | SWITCHBOARD - METERBOX - TEMP POWER | 1 | each | 660 | 660
INCLUDING 3 SAFETY SWITCHES
| 19134 | EARTH SLAB BOND | 1 | each | 30 | 30
INCLUDING 3 SAFETY SWITCHES
| 1915 | CONNECT HWS 20A & ISOLATOR | 1 | each | 185 | 185
| 1916 | OVEN AND INDUCTION COOKTOP - WIRE AND FIT | 1 | each | 405 | 405
[hide]including isolator
| 19162 | CONNECT ADDITIONAL OVEN | 1 | each | 175 | 175
[hide]including isolator
| 1918 | LIGHT POINT | 108 | each | 52 | 5616
| 1933 | FAN POINT | 11 | each | 75 | 825
| 19331 | EXHAUST FAN WIRE & FIT | 6 | each | 75 | 450
| 193311 | EXTRA FOR DUCTED / VENTILATED EXHAUST FAN UP TO 10M | 6 | each | 70 | 420
| 1938 | RANGEHOOD GPO AND INSTALL | 1 | each | 96 | 96
| 19381 | DUCTED RANGEHOOD UP TO 10M | 1 | each | 100 | 100
| 1939 | 2 WAY SWITCH | 2 | each | 35 | 70
| 1940 | DIMMER SWITCH | 1 | each | 70 | 70
| 1945 | SUPPLY WIRE & FIT SMOKE DETECTOR | 12 | each | 90 | 1080
| 1951 | TV POINTS (FOXTEL READY) | 7 | each | 120 | 840
| 1954 | SPP 10A | 3 | each | 46 | 138
DISHWASHER
| 19573 | DUCTED AC CONNECTION INCL ISOLATOR (32 A) | 1 | each | 380 | 380
incl isolator
| 1961 | DPP 10A | 50 | each | 46 | 2300
| 1962 | DOUBLE WEATHERPROOF POWER POINT | 2 | each | 71 | 142
| 1967 | POOL POWER & EARTH - ON HOUSE WALL | 1 | each | 185 | 185
FOR POOL FILTER CIRCUIT [hide]USE EXTRA U/ POWER FOR REMOTE LOCATION
| 19670 | POOL LIGHT - SEPARATE CIRCUIT | 1 | each | 130 | 130
[hide]USE EXTRA U/ POWER FOR REMOTE LOCATION
| 1975 | EXTRA FOR 3 PHASE POWER | 2 | each | 250 | 500
| 1977 | TWO STORY ALLOWANCE | 1 | each | 200 | 200
| 19780 | CONDUIT ONLY FOR FUTURE SOLAR SYSTEM | 2 | each | 50 | 100
| 1979 | TESTING OF HOUSE | 1 | each | 100 | 100
| 19790 | TEMPORARY POWER | 1 | each | 100 | 100
| 1980315 | NBN HOME WIRING | 1 | each | 464 | 464
INCLUDES: * LEAD IN * PRE WIRES * FIT OFF * 1 X PHONE POINT & 1 X DATA POINT
| 1980320 | ADDITIONAL DATA OUTLET | 10 | each | 75 | 750
230 RENDER AND APPLIED FINISHES
| 1986 | 2 COAT ACRYLIC RENDER TO EXTERNAL WALLS | 127.44 | m2 | 28 | 3568.32
235 SCAFFOLDING
| 0396 | SCAFFOLD ALLOWANCE | 4 | each | 3000 | 12000
| 0397 | SCAFFOLD ALLOWANCE (B) | 1 | each | 1500 | 1500
| 03972 | VOID PROTECTION | 1 | each | 500 | 500
250 STRUCTURAL STEEL
| 20021 | SUPPLY 75X4.0 SHS STEEL COLUMN TO 3.0M ( ALLOWANCE) | 1 | each | 127.92 | 127.92
| 2014 | SUPPLY 13 TREAD GAL. STRINGERS (PER PAIR) | 1 | each | 830 | 830
| 201402 | SUPPLY & FIT 310 UB 40 WITH CLEATS AS REQUIRED | 84 | lin.m | 366.95 | 30823.8
| 201410 | SUPPLY & FIT 250 PFC WITH CLEATS AS REQUIRED | 20.8 | lin.m | 169.13 | 3517.904
| 201412 | SUPPLY & FIT 300 PFC WITH CLEATS AS REQUIRED | 181.8 | lin.m | 264.35 | 48058.83
| 2015 | FIXING PLATE 2/N12 COGGED INTO SLAB | 20 | each | 33.6 | 672
| 2018 | STRUCTURAL STEEL DELIVERY | 3 | each | 150 | 450
255 CRANE HIRE
| 0700 | CRANE HIRE- TRUSSES & BEAMS | 10 | hour | 225 | 2250
| 0701 | CRANE HIRE- 2 STOREY ALLOWANCE | 12 | hour | 225 | 2700
260 TRUSSES
| 2021 | TRUSS ALLOWANCE /M2 TIMBER N2/C1 20 DEGREE PITCH | 235.52 | m2 | 24.48 | 5765.5296
| 2022 | ALLOWANCE FOR EAVES | 56.96 | m2 | 5.52 | 314.4192
| 2023 | EXTRA FOR 5 DEG PITCH INCREASE | 758.92 | m2 | 4.97 | 3771.8324
| 2026 | EXTRA FOR TRUSSES WITH SPAN > 10M | 143.96 | m2 | 6.9 | 993.324
| 2028 | EXTRA FOR HIPS OR VALLEYS | 46.8 | lin m | 37.26 | 1743.768
| 20310 | STENGTHEN TRUSSES FOR DUCTED SYSTEM | 1 | each | 216 | 216
265 FLOOR FRAME TIMBER
| 2070 | SMART JOIST I-BEAM 240X90 H2S TREATED | 146.1 | lin m | 28.9775 | 4233.6127
5.4M SPAN
| 20701 | SMART JOIST I-BEAM 300X70 H2S TREATED | 254.4 | lin m | 27.6366 | 7030.751
| 2080 | DELIVER FLOOR FRAMING | 1 | each | 155 | 155
| 2294 | SMART LVL15 300 X 42 H2S | 64.8 | lin m | 36.7595 | 2382.0156
| 2359 | JOIST HANGERS | 110 | each | 4.5 | 495
| SM10_292186 | SMARTFRAME RIMBOARD 240X21 3600MM H2S TREATED | 6 | each | 44.11 | 264.66
| SM10_292190 | SMARTFRAME RIMBOARD 300X21 3600MM H2S TREATED | 12 | each | 53.72 | 644.64
270 NON-STRUCTURAL FRAMING TIMBER
| 21010 | MGP12 PINE 70 X 35MM STUDS X 2.7M H2 TREATED | 211 | each | 10.2097 | 2154.2467
| 210401 | MGP12 PINE 70 X 35MM PLATES H2 TREATED | 313.2 | lin m (5.4) | 3.7691 | 1180.4821
| 211040 | MGP10 PINE 90 X 35MM PLATES H2 TREATED | 243 | lin m (5.4) | 3.2798 | 796.9914
90/2.7m STUDS
| 211041 | MGP10 PINE 90 X 35MM PLATES H2 TREATED | 108 | lin m (6.0) | 3.2798 | 354.2184
| 21950 | CAVITY SLD DOOR UNIT EVOLUTION 2340X820 | 6 | each | 166.7 | 1000.2
TO SUIT WALL THICKNESS {WALL THICKNESS}
| 2310 | DELIVER WALL FRAMING | 1 | each | 155 | 155
275 STRUCTURAL FRAMING TIMBER
| 21030 | MGP12 PINE 70 X 45MM STUDS X 2.7M H2 TREATED | 20 | each | 13.9656 | 279.312
| 210401 | MGP12 PINE 70 X 35MM PLATES H2 TREATED | 59.4 | lin m (5.4) | 3.7691 | 223.8845
| 210401 | MGP12 PINE 70 X 35MM PLATES H2 TREATED | 64.8 | lin m (5.4) | 3.7691 | 244.2377
BOTTOM CHORD BINDERS - CHECK QUANTITY AGAINST PLANS
| 21090 | MGP12 PINE 90 X 35MM STUDS H2 TREATED | 81 | lin m (5.4) | 4.1975 | 339.9975
| 21091 | MGP12 PINE 90 X 35MM PLATES H2 TREATED | 140.4 | lin m (5.4) | 4.1975 | 589.329
| 21100 | MGP12 PINE 90 X 45MM STUDS H2 TREATED | 977.4 | lin m (5.4) | 6.5464 | 6398.4514
38/2.7 m 324/2.7 m
| 21101 | MGP12 PINE 90 X 45MM PLATES H2 TREATED | 410.4 | lin m (5.4) | 6.5464 | 2686.6426
| 2137 | MGP12 140X35MM | 1.5 | lin m | 9.6278 | 14.4417
1/1.5m LNTL
| 2182 | BRACEPLY 2745 X 900 X 4.0MM HWD F27 | 43 | sheet | 16.25 | 698.75
| 2268 | SMART LVL15 150 X 35 H2S | 22.8 | lin m | 14.7677 | 336.7036
5/1.2m LNTL 1/1.2m LNTL 3/1.2m LNTL 2/0.9m LNTL 2/1.2m LNTL 2/0.9m LNTL 1/1.2m LNTL 4/0.9m LNTL 1/1.2m LNTL
| 2269 | SMART LVL15 170 X 35 H2S | 21.6 | lin m | 17.5205 | 378.4428
2/1.5m LNTL 2/1.5m LNTL 4/1.5m LNTL 3/1.2m LNTL 2/1.5m LNTL 2/1.5m LNTL
| 2292 | SMART LVL15 200 X 42 H2S | 52.5 | lin m | 24.5165 | 1287.1163
| 2303 | SMART LVL15 150 X 58 H2S | 8.4 | lin m | 25.6115 | 215.1366
1/2.1m LNTL 3/2.1m LNTL
| 2304 | SMART LVL15 170 X 58 H2S | 2.4 | lin m | 29.0031 | 69.6074
1/2.4m LNTL
| 2305 | SMART LVL15 200 X 58 H2S | 3 | lin m | 34.1436 | 102.4308
1/3.0m LNTL
| 2306 | SMART LVL15 240 X 58 H2S | 190.5 | lin m | 40.9571 | 7802.3276
1/3.3m LNTL
| 23071 | SMART LVL15 360 X 58 H2S | 10.2 | lin m | 61.413 | 626.4126
1/5.1m LNTL 1/5.1m LNTL
| 23171 | PINE 70 X 35MM NOGGIN H2 TREATED | 70.2 | lin m (5.4) | 1.24 | 87.048
| 23181 | PINE 42 X 35MM UNDER EAVE BATTEN- H2 TREATED FJ F7 | 135 | lin m (5.4) | 1.12 | 151.2
| 2325 | VOID TIMBER FRAMING ALLOWANCE | 36.4 | m2 | 120 | 4368
CONTINGENCY FOR FRAMING INCREASE (WIND BEAMS, LATERAL EXT WALL LOADING ETC) - DELETE IF NOT REQUIRED
| 2340 | DELIVER STRUCTURAL TIMBER | 1 | each | 155 | 155
| H26-35530 | KWILA - POST 90X90 LAMINATED | 48 | lin m | 29.3 | 1406.4
9/3.0 10/2.1
280 FLOORING / DECKING
| 210401 | MGP12 PINE 70 X 35MM PLATES H2 TREATED | 32.4 | lin m (5.4) | 3.7691 | 122.1188
| 2454 | YELLOW TONGUE FLOORING 3600 X 800 X 19MM | 23 | sheet | 41.2335 | 948.3705
| 2470 | SECURA EXTERIOR FLOORING - 2700X600X19MM | 39 | sheet | 110.628 | 4314.492
| 2471 | SECURA INTERNAL FLOORING - 2700X600X19MM | 8 | sheet | 95.529 | 764.232
| 2480 | DELIVER FLOORING | 1 | each | 155 | 155
| 5036 | HARDWOOD STEP TREADS 250X50 | 15.6 | lin m | 25.97 | 405.132
285 FC SHEETING / CLADDING
| 0002 | SUPPLY TIMBER CLADDING NO DETAILED PROVIDED | 19.96 | m2 | 80 | 1596.8
| 23171 | PINE 70 X 35MM NOGGIN H2 TREATED | 81 | lin m (5.4) | 1.24 | 100.44
| 25251 | PINE 42 X 35MM UNDER EAVE BATTEN-H2 TREATED | 383.4 | lin m (5.4) | 1.743 | 668.2662
| 25255 | 31 X 11MM DAR MOULDING PRE PRIMED TREATED PINE | 135 | lin m (5.4) | 1.312 | 177.12
LINEA STARTER STRIP
| 25290 | 66 X 18MM PRE PRIMED PINE EXTERNAL TRIM | 75.6 | lin m (5.4) | 3.0098 | 227.5409
BATTENS TO TIMBER CLADDING
| 252900 | 18 X 18MM DAR MOULDING PRE PRIMED TREATED PINE | 426.6 | lin m (5.4) | 1.2568 | 536.1509
SOFFIT MOULDING
| 25291 | 42 X 30MM DAR MOULDING PRE PRIMED TREATED PINE | 243 | lin m (5.4) | 3.6934 | 897.4962
EXTL WINDOW TRIM IF REQUIRED
| 2535 | HARDIFLEX 2400X450X4.5MM EAVES SHEET | 6 | sheet | 8.106 | 48.636
| 2536 | HARDIFLEX 2400X600X4.5MM EAVES SHEET | 26 | sheet | 10.815 | 281.19
| 2537 | HARDIFLEX 2400X750X4.5MM EAVES SHEET | 40 | sheet | 13.524 | 540.96
| 2547 | PVC JOINER STRIP 4.5 X 3000MM | 14 | each | 1.97 | 27.58
| 2549 | PVC EXT CNR STRIP 4.5 X 3000MM | 21 | each | 7.16 | 150.36
| 2571 | JAMES HARDIES SCYON LINEA CLADDING 4200MM X 180MM - 403912 | 257 | sheet | 30.03 | 7717.71
| 25761 | HARDIES LINEA BOARD INTERNAL CORNER MOULD - 3.6M LENGTH - 305511 | 5 | each | 42.46 | 212.3
| 25763 | HARDIES LINEA BOARD EXTERNAL SLIMLINE BOXED CORNER - 3.6M LENGTH - 305512 | 10 | each | 70.18 | 701.8
| 25764 | HARDIES LINEA BOARD ALUM UNIV WINDOW ADAPTER 3.7 M LENGTH - 305510 | 39 | each | 33.57 | 1309.23
| 2576901 | AXON / EASY LAP SEALING TAPE 25M X 55MM | 1 | roll | 55.93 | 55.93
| 25940 | EASYLAP PANEL 3000 X 1220 X 8.5MM - 347619 | 5 | each | 76.19 | 380.95
| 2599 | DELIVERY BODY TRUCK | 1 | each | 80 | 80
286 MISC FLASHINGS
| 2552 | SUPPLY WINDOW/DOOR HEAD FLASHING - 35MM | 33.8 | lin.m | 6.72 | 227.136
50 X 35MM WITH 15MM RETURN
| 25522 | SUPPLY WINDOW/DOOR HEAD FLASHING - 60MM | 20.4 | lin.m | 8 | 163.2
50 X 60MM WITH 15MM RETURN
290 FRAME HARDWARE
| 22095 | M12 X 3600 THREADED CYCLONE ROD GAL | 52 | each | 7.39 | 384.28
| 2210 | M12 X 3000 THREADED CYCLONE ROD GAL | 100 | each | 6.09 | 609
| 2212 | NUTS M12 & SQUARE WASHERS GAL | 200 | each | 0.56 | 112
| 2319 | METAL CEILING BATTENS- (6.1m X FURRING CHANNEL) | 1823.9 | lin m (6.1) | 0.88 | 1605.032
| 2348 | BATTEN SCREWS 14-10x75mm ZP (BOX 100) T17 | 1 | box | 32 | 32
| 2355 | PORTA STRAP 30MM X 1MM X 30M ROLL | 2 | each | 24.95 | 49.9
| 2360 | MULTI- GRIPS 100 X 35MM PER BOX OF 100 | 200 | each (per 100) | 0.4 | 80
| 2361 | CHEMSET TUBES - POWER FAST PRO | 2 | each | 30 | 60
| 23628 | BOSTIK ULTRA SET 600ML SAUSAGE | 12 | each | 11.48 | 137.76
| 23629 | SENCO ANGLED BRAD NAILS 38MM - PER PACK OF 3000 | 3 | each | 40.55 | 121.65
| 23630 | 10MM ANGLE CLEAT WITH 3/M12 PER LEG | 3 | each | 20 | 60
INCLUDING SUPPLY OF BOLTS/NUTS
| 236300 | 12MM ANGLE CLEAT WITH 3/M12 PER LEG | 3 | each | 30 | 90
INCLUDING SUPPLY OF BOLTS/NUTS
| 23631 | M12 X 65MM CUP HEAD BOLTS GAL | 411 | each | 1.27 | 521.97
| 23671 | M12 X 120MM CUP HEAD BOLTS GAL | 56 | each | 1.11 | 62.16
| 237742 | CONNECTOR PLATES - 110 X 60MM | 100 | each (per 100) | 0.62 | 62
| 237743 | FRAME NAILS - PASLODE BRIGHT JDN34o 75X3.06 PER 1000 | 2 | box | 36.32 | 72.64
| 237744 | FRAME NAILS - IMPULSE BRIGHT JDN34o 75X3.06 (INC 3 FUEL CELLS) PER BOX OF 1000 | 2 | box | 66.35 | 132.7
| 237745 | NAIL COIL DUOFAST 50X2.5 RING GALVANISED (300/COIL; 6 COILS/BOX) PER BOX | 2 | box | 11.91 | 23.82
| 237746 | NAIL COIL DUOFAST 32X2.5 TWIST GALVANISED (300/COIL; 12 COILS/BOX) | 1 | box | 13.46 | 13.46
| 237747 | NAIL COIL DUOFAST 32X2.7 PLAIN GALVANISED (300/COIL; 12 COILS/BOX) PER BOX | 1 | box | 8.63 | 8.63
| 23775 | DELIVERY CHARGE~ | 1 | each | 20 | 20
| 2391 | LEG POST STIRRUP 90MM X 60MM | 10 | each | 45 | 450
| 23916 | POST SUPPORT BOLT ON T - 70MM BASE | 9 | each | 35 | 315
ALLOWANCE ONLY - CONFIRM SIZE & CONFIG PRIOR TO ORDERING
298 EXTERNAL FRAME CARPENTER
| 2017 | ON SITE LABOUR | 145 | hour | 105 | 15225
| 2602 | STAND STEEL COLUMNS | 20 | each | 40 | 800
| 2609 | STAND & BRACE TRUSSES ONLY-BATTENS BY OTHERS | 235.52 | m2 | 6 | 1413.12
| 2610 | NOG OUT HIP ENDS | 4 | each | 60 | 240
| 2611 | FORM HIPS & VALLEYS | 46.8 | lin m | 20 | 936
| 2613 | GABLE END CONSTRUCTION | 46.76 | m2 | 15 | 701.4
| 2615 | INSTALL JOISTS @ 450 CENTRES | 144.04 | m2 | 20 | 2880.8
| 2619 | FIX STEEL BEAM | 286.6 | lin.m | 10 | 2866
| 2620 | FIX TIMBER ROOF BEAM OR BEARER | 111.5 | lin.m | 14 | 1561
| 2621 | FIX TIMBER POST TO 200MM DIA UP TO 2.7M HIGH | 19 | each | 80 | 1520
| 2623 | FABRICATE & STAND EXTERNAL/ INTERNAL LOAD BEARING WALL FRAMES INCL CYCLONE RODS | 135 | lin.m | 24 | 3240
| 2631 | INSTALL RAFTERS TO FORM SKILLION ROOF | 143.96 | m2 | 15 | 2159.4
| 26622 | FIT PREHUNG EXTERNAL DOOR INCL WEATHERSEAL | 4 | each | 40 | 160
including jambs, stops, arcs
| 2668 | FIT WINDOWS & SGDs | 61 | each | 30 | 1830
| 2699 | ADDITIONAL CARPENTRY LABOUR- PER HOUR | 95 | hour | 75 | 7125
USE ONLY IF REQUIRED
| 2845 | INSTALL SISALATION | 395.04 | m2 | 0.8415 | 332.4262
299 FRAME INSPECTIONS
| 269976 | INSPECT FRAME FOR COMPLIANCE | 1 | each | 200 | 200
| 269977 | EXTRA FOR DOUBLE STOREY INSPECTION | 1 | each | 200 | 200
300 INTERNAL FRAME CARPENTER
| 0001 | FRAME FOR VELUX SKY LIGHT | 1 | each | 250 | 250
| 2622 | FABRICATE & STAND INTERNAL WALL FRAMES | 87.3 | lin.m | 20 | 1746
| 2634 | INSTALL METAL CEILING BATTENS | 725.64 | m2 | 1.5 | 1088.46
METAL BATTENS TO {Z PLASTERBOARD CEILING LOCATION}
| 2636 | PLY BRACING INSTALLATION | 43 | sheet | 12 | 516
| 2650 | FRAME FOR DROPPED CEILING | 15.76 | m2 | 15 | 236.4
| 2651 | PACK JOISTS DUE TO RECESSED WET AREAS | 12.96 | m2 | 4 | 51.84
| 2654 | FORM INTERNAL BULKHEAD- CEILING TO WALL | 17.8 | lin.m | 20 | 356
[HIDE]FOR DROPPED CEILINGS BULKHEADS ABOVE CUPBOARDS ETC
| 2680 | FIX NOGGIN | 1 | each | 15 | 15
FOR PANELIFT DOOR
325 ROOF CONTRACTOR
| 0001 | SUPPLY & INSTALL WALL CLADDING AS PER QUOTE Supply and Install 0.42bmt Kliplok 700 Colorbond Wall cladding fixed to metal battens with 10gx16mm zips with all capping and flashings as required | 1 | each | 12776 | 12776
| 2752 | SUPPLY & FIX ROOFING AS PER QUOTE | 1 | quote | 93854 | 93854
Supply and Install 0.42bmt Kliplok 700 Colorbond roof sheeting over 60mm L/W Anticon with roof battens, one Velux skylight, Metal fascia and gutter and all flashings as required
335 PLUMBER - ROUGH IN
| 1170 | STANDARD WATER SERVICE SINGLE FLOOR SLAB ON GROUND | 1 | each | 1700 | 1700
| 1172 | EXTRA FOR WATER SERVICE TO ENSUITE | 4 | each | 500 | 2000
| 1173 | WATER SERVICE TO EACH ADDITIONAL FIXTURE | 7 | each | 130 | 910
| 11838 | ADDITIONAL VENT PIPE | 1 | each | 90 | 90
INCLUDES ROUGH IN & FIT-OFF
| 118604 | EXTRA TO FIT FREESTANDING BATH OUTLET | 3 | each | 200 | 600
340 BRICKS SUPPLY
| 302700 | RENDER BRICKS - SINGLE (ADBRI) | 420 | *per brick std | 0.4569 | 191.898
[HIDE] 420 PER PALLET
| 302701 | RENDER BRICKS - DOUBLE HEIGHT (ADBRI) | 1200 | *per brick dble | 0.8596 | 1031.52
[HIDE] PER PALLET OF 300
345 BRICK HARDWARE
| 2204 | POLY DAMPCOURSE 300MMX30MX500UM | 1 | roll | 15.68 | 15.68
| 3029 | GAL LINTEL 600MM SPAN - 85X7 FLAT - 900MM LONG | 4 | each | 10.67 | 42.68
| 3030 | GAL LINTEL 900MM SPAN - 100X100- 1200MM LONG | 4 | each | 25.92 | 103.68
| 3031 | GAL LINTEL 1200MM SPAN - 100X100-1500MM LONG | 3 | each | 32.41 | 97.23
| 3033 | GAL LINTEL 1800MM SPAN - - 100X100 2100MM LONG | 2 | each | 45.37 | 90.74
| 3035 | GAL LINTEL 2400MM SPAN - 100X150- 2700MM LONG | 3 | each | 73.91 | 221.73
| 3038 | BRICK VENEER TIES-GALVANISED (MEDIUM DUTY WITH SCREWS) | 100 | each (per 100) | 0.3 | 30
350 BRICKLAYER LABOUR
| 0001 | EXTRA FOR SMALL JOB | 1 | each | 500 | 500
| 3051 | LAY DOUBLE HEIGHT COMMON BRICKS | 923 | each | 1.4 | 1292.2
incl supply of sand, cement, scaffold etc
| 3064 | EXTRA FOR BRICK PIERS PER LIN M | 9 | lin.m | 20 | 180
INCLUDING CORE FILL extra over brick price
| 3081 | EXTRA FOR ARTICULATION JOINT | 2 | each | 20 | 40
355 WINDOWS
| 0002 | CUSTOM RAKED FIXED GLASS PANEL | 10.48 | m2 | 450 | 4716
| 0004 | BI FOLD SLIDING DOOR | 2.6 | lin.m | 1400 | 3640
| 321240 | SL 06-21 XO | 1 | each | 203.11 | 203.11
| 321460 | S0909 XO | 1 | each | 103.96 | 103.96
| 321470 | S0909 OBS XO | 2 | each | 164.05 | 328.1
| 321560 | S0918 XO | 3 | each | 225.54 | 676.62
| 321830 | S1209 XO | 1 | each | 118.736 | 118.736
| 321930 | S1218 XO | 3 | each | 268.528 | 805.584
| 322240 | S1506 OX | 4 | each | 79.34 | 317.36
| 322280 | S1509 OX | 3 | each | 132.88 | 398.64
| 322340 | S1512 OX | 2 | each | 153.49 | 306.98
| 322750 | S1809 OX/OX | 4 | each | 201.29 | 805.16
| 322790 | S1812 OX/OX | 2 | each | 236.01 | 472.02
| 323230 | S2009 OX/OX | 5 | each | 217.9 | 1089.5
| 323290 | S2018 OX/OX | 1 | each | 331.07 | 331.07
| 323990 | S2118 OX SGD | 1 | each | 588.876 | 588.876
| 324800 | SE2330 OXX SGD | 1 | each | 1723.61 | 1723.61
| 324980 | SE2348 OXXXXO SGD | 1 | each | 2675.22 | 2675.22
| 325160 | 12-12 LOUVRE 2BAY GLASS | 3 | each | 607.62 | 1822.86
| 325210 | 15-06 LOUVRE 1BAY GLASS | 5 | each | 321.39 | 1606.95
| 325250 | 15-12 LOUVRE 2BAY GLASS | 4 | each | 720.53 | 2882.12
| 325310 | 18-06 LOUVRE 1BAY GLASS | 1 | each | 376.45 | 376.45
| 325420 | 21-06 LOUVRE 1BAY GLASS | 8 | each | 503.6 | 4028.8
| 325450 | 21-12 LOUVRE 2BAY GLASS | 4 | each | 946.35 | 3785.4
| 326440 | INSTALL PINE REVEALS & DPC TO WINDOWS & SGDS | 67 | each | 9 | 603
| 326450 | PINE REVEALS 116X19 MM | 387 | lin m | 9 | 3483
ALL TIMBER TO BE {TIMBER TREATMENT - WIN REVEALS}
| 326570 | DELIVERY WINDOWS | 1 | each | 500 | 500
360 LOCK-UP CARPENTER
| 0002 | INSTALL TIMBER CLADDING WITH BATTENS | 19.92 | m2 | 40 | 796.8
| 26172 | EXTRA TO INSTALL CLADDING (LINEA BOARD OR SIMILAR) | 5.32 | m2 | 35 | 186.2
EXTRA OVER FC SHEET
| 2624 | FIX FC & BEADING TO RAKING EAVES/SOFFITS | 40.7 | lin.m | 18.5 | 752.95
| 2625 | FIX FC & BEADING TO HORIZONTAL EAVES/SOFFITS | 108.5 | lin.m | 18.5 | 2007.25
| 2637 | WALL CLADDING (LINEA BOARD OR SIMILAR) | 147.2 | m2 | 35 | 5152
| 26375 | WALL CLADDING SHEETING- HARDITEX/AXON OR SIMILAR | 11.32 | m2 | 25 | 283
| 2640 | INSTALL TIMBER FASCIA | 9.8 | lin.m | 7.5 | 73.5
GARAGE DOOR JAMB- INCL SEALING AGAINST BRICK
| 2643 | INSTALL SHEET FLOORING -STRUCTAFLOOR /PLY OR SIMILAR | 65.96 | m2 | 14 | 923.44
| 26430 | INSTALL WET AREA SHEET FLOORING - SECURA | 68.64 | m2 | 14 | 960.96
| 2644 | FIT STANDARD BATH IN FRAME | 2 | each | 100 | 200
| 26687 | INSTALL FLASHING TO WINDOW/DOOR HEAD | 53.8 | lin.m | 10 | 538
365 EXTERNAL DOORS / FRAMES
| 23500 | ENVIROSEAL PROCTORWRAP 50M X 1500MM | 6 | each | 136.18 | 817.08
| 23510 | STAPLES FOR SISALATION FIXING (BOX OF 5000) | 5 | box | 14.89 | 74.45
| 25294 | PRE-PRIMED TREATED PINE 140X31 JAMBS | 15.3 | lin m (5.1) | 10.647 | 162.8991
2/3.0m 1/5.1m
| 37790 | EXTERNAL FEATURE DOOR 2340MM HIGH X 1200MM WIDE | 1 | each | 567 | 567
ENTRY DOOR TYPE {ENTRY DOOR TYPE} ENTRY DOOR FINISH {ENTRY DOOR FINISH} ENTRY DOOR GLASS TYPE - {ENTRY GLASS TYPE} ENTRY DOOR FRAME TYPE - {ENTRY FRAME TYPE} ENTRY DOOR SIZE - {ENTRY DOOR SIZE}
| 37920 | DURACOTE EXTERNAL DOOR 820 X 2340MM | 3 | each | 195 | 585
EXTERNAL DOOR TYPE {EXTERNAL DOOR TYPE} EXTERNAL DOOR FINISH {EXTERNAL DOOR FINISH} EXTERNAL DOOR FRAME TYPE - {EXTERNAL FRAME TYPE} EXTERNAL DOOR SIZE - {EXTERNAL DOOR SIZE} EXTERNAL DOOR LOCATION - {EXT DOOR LOCATION}
| 38026 | ENTRY DOOR PINE QUICK FRAME *2410 X 887 | 3 | each | 375.375 | 1126.125
140X40 JAMB SIZE WEATHER SEAL - {D QUICK FRAME DOOR SEAL} FIXED STOPS ALUMINIUM SILL HANDING TYPE RIGHT HAND HINGE (TYPE A) X {D ENTRY RH HINGE} LEFT HAND HINGE (TYPE B) X {D ENTRY LH HINGE} [HIDE] RP86 FOR BRISBANE (WITH SILLS) RP4 WITHOUT SILL DOORS
| 38028 | ENTRY DOOR PINE FRAME *2410 X 1267 | 1 | each | 472.5 | 472.5
140X40 JAMB SIZE WEATHER SEAL - {D QUICK FRAME DOOR SEAL} FIXED STOPS ALUMINIUM SILL HANDING TYPE RIGHT HAND HINGE (TYPE A) X {D ENTRY RH HINGE} LEFT HAND HINGE (TYPE B) X {D ENTRY LH HINGE} [HIDE] RP86 FOR BRISBANE (WITH SILLS) RP4 WITHOUT SILL DOORS
| 3805 | DELIVERY | 1 | each | 90 | 90
400 CABINETMAKER
| 3519 | CABINETS PC | 15000 | PC $ | 0.9091 | 13636.5
UPGRADE ALLOWANCE FOR HIGH END INCLUSIONS
| 3521 | FLOOR CUPBOARDS | 14.4 | lin.m | 420 | 6048
| 35220 | LEVEL BAR 1200MM | 3 | lin.m | 577.5 | 1732.5
| 3526 | FRIDGE GABLE | 1 | each | 94.5 | 94.5
| 3533 | OVERHEAD CUPBOARDS | 3.3 | lin.m | 283.5 | 935.55
| 3536 | POT DRAWER | 6 | each | 105 | 630
| 3537 | RANGEHOOD CUTOUT | 1 | each | 94.5 | 94.5
| 3538 | WALL OVEN UNIT | 2 | each | 640.5 | 1281
| 3540 | VANITY OFF FLOOR CUPBOARDS | 8.6 | lin.m | 609 | 5237.4
| 3541 | SET OF DRAWERS TO VANITY | 7 | each | 189 | 1323
| 3542 | LAUNDRY FLOOR CUPBOARDS | 9.4 | lin.m | 472.5 | 4441.5
| 3544 | LAUNDRY CUPBOARD DRAWERS | 4 | each | 126 | 504
| 3551 | STANDARD EXTRAS OVER BASE KITCHEN | 1 | each | 934.5 | 934.5
| 3554 | 40MM STONE BENCHTOP- EXTRA OVER LAMINATE | 11 | m2 | 525 | 5775
| 3555 | 20MM STONE BENCHTOP- EXTRA OVER LAMINATE | 7.36 | m2 | 420 | 3091.2
| 3557 | EXTRA FOR WATERFALL STONE ENDS | 1 | each | 1260 | 1260
| 3559 | EXTRA FOR UNDERSLUNG SINK CUT-OUT | 1 | each | 210 | 210
| 3581 | CABINETRY 2 PAC UPGRADE 40% TOTAL PRICE | 47463 | each | 0.42 | 19934.46
| 3584 | STUDY DESK | 4.2 | lin.m | 409.5 | 1719.9
| 35850 | STUDY DRAWER SET | 4 | each | 115.5 | 462
| 35859500 | OUTDOOR KITCHEN FLOOR CUPBOARDS | 4.9 | lin.m | 750 | 3675
| 35859504 | OUTDOOR KITCHEN DRAWERS | 4 | each | 250 | 1000
| 35859505 | OUTDOOR KITCHEN FIXED COST | 1 | each | 1000 | 1000
| 35859510 | TV OR ENTERTAINMENT FLOOR UNIT | 5.8 | lin.m | 1200 | 6960
| 35859512 | TV OR ENTERTAINMENT DRAWER | 5 | each | 250 | 1250
| 35859516 | SINGLE OPEN SHELF FOR MUD ROOM | 29.6 | lin.m | 275 | 8140
405 TILE SUPPLY
| 3601 | ALLOWANCE - BATHROOM WALL TILES | 194 | m2 | 36.3636 | 7054.5384
| 3605 | ALLOWANCE - KITCHEN SPASHBACK TILES | 9 | m2 | 36.36 | 327.24
| 3606 | ALLOWANCE - LAUNDRY SPASHBACK TILES | 4.64 | m2 | 36.36 | 168.7104
| 3609 | ALLOWANCE - LAUNDRY SKIRTING TILES | 1.36 | m2 | 36.36 | 49.4496
| 3611 | ALLOWANCE - BATHROOM FLOOR TILES | 50.4 | m2 | 36.36 | 1832.544
| 3613 | ALLOWANCE - LAUNDRY FLOOR TILES | 32.52 | m2 | 36.36 | 1182.4272
| 3616 | ALLOWANCE - MAIN FLOOR TILES | 149.12 | m2 | 36.36 | 5422.0032
| 3620 | ALLOWANCE - PATIO FLOOR TILES | 205.84 | m2 | 36.36 | 7484.3424
| 36202 | ALLOWANCE - BALCONY FLOOR TILES | 62.52 | m2 | 36.36 | 2273.2272
| 3628 | ALUMINIUM ANGLE | 95 | each | 14.42 | 1369.9
3.0 M LONG- BRIGHT SILVER
| 3636 | FEATURE TILE ALLOWANCE PC $600 | 5 | each | 545.45 | 2727.25
PER BATHROOM
| 3650 | TILE DELIVERY | 14 | each | 80 | 1120
417 WALL & CEILING INSULATION
| 36985 | SUPPLY & INSTALL R1.5 WALL BATTS 75MM | 292.92 | m2 | 4.3 | 1259.556
424 PLASTERBOARD CONTRACTOR
| 3752 | 10MM PLASTERBOARD TO CEILINGS NETT RATE | 517.64 | m2 | 14 | 7246.96
INCLUDES BACKBLOCKING
| 37520 | EXTRA FOR RAKED/ CATHEDRAL CEILINGS | 143.96 | m2 | 15 | 2159.4
| 3752003 | 10MM WR BOARD TO CEILINGS NETT RATE | 208 | m2 | 18 | 3744
INCLUDES BACKBLOCKING
| 3753 | 10MM PLASTERBOARD TO PARTITIONS NETT RATE | 1171.44 | m2 | 13 | 15228.72
| 3755 | EXTRA FOR 6MM VILLABOARD LINING NETT RATE | 174.44 | m2 | 6 | 1046.64
supply, fix & finish
| 37575 | SQUARE SET CEILING / WALL | 475 | lin.m | 8.2 | 3895
supply, fix & finish
| 37576 | SHEET & SET SKYLIGHT SHAFT (VELUX OR SIMILAR) | 1 | each | 110 | 110
supply, fix & finish
| 3758 | EXTERNAL OR NON 90 DEG ANGLE TO 2.7M | 48 | each | 28.1 | 1348.8
| 37580 | SET OPENING OR BULKHEAD | 19 | lin.m | 15 | 285
supply, fix & finish
| 3760 | PREPAINT | 1 | each | 57.8 | 57.8
| 3767800 | EXTRA FOR STAIR VOID | 2 | each | 500 | 1000
425 DOOR LOCKS
| 3814 | ENTRANCE SET | 1 | each | 450 | 450
| 3816 | TRILOCK ENTRANCE LEVER SET | 3 | each | 210.48 | 631.44
| 3829 | INTERNAL DOOR PASSAGE SETS | 2 | each | 85 | 170
| 3831 | INTERNAL PRIVACY SET | 9 | each | 115 | 1035
| 3834 | CAVITY SLIDING DOOR PASSAGE SET | 6 | each | 50 | 300
| 38344 | U TRACK CAVITY SLIDER EVOLUTION BUMP STOP DOUBLE/ PAIR | 1 | each | 15 | 15
| 38403 | HIRLINE HINGE 100MM-STAINLESS STEEL | 30 | each | 7.23 | 216.9
| 38405 | LIFT OFF HINGE 100MM - STAINLESS STEEL | 3 | each | 12.05 | 36.15
| 3844 | MAGNETIC DOOR STOP / CATCH | 8 | each | 22.92 | 183.36
| 384401 | BUMPER STOP | 7 | each | 8.51 | 59.57
430 INTERNAL DOORS
| 38642 | HUMES ACCENT DOOR 2340 HIGH | 17 | each | 104.2335 | 1771.9695
435 FINISHING TIMBER
| 23629 | SENCO ANGLED BRAD NAILS 38MM - PER PACK OF 3000 | 2 | each | 40.55 | 81.1
| 3900 | 66 X 11MM FJP SKIRT/ARCHITRAVE | 405 | lin m (5.4) | 1.7107 | 692.8335
| 3901 | 42 X 11MM FJP SKIRT/ARCHITRAVE | 507.6 | lin m (5.4) | 1.1642 | 590.9479
| 39103 | 112X18MM FJP DAR | 16.2 | lin m (5.4) | 4.4788 | 72.5566
| 3911 | 92X18MM FJP DAR | 70.2 | lin m (5.4) | 3.4214 | 240.1823
| 3916 | 31X11MM FJP DAR | 70.2 | lin m (5.4) | 0.8672 | 60.8774
| 3960 | DELIVERY FINISHING TIMBER | 1 | each | 90 | 90
445 FINISHING CARPENTER
| 2659 | FIT EXTERNAL DOOR FURNITURE | 4 | each | 20 | 80
| 2663 | FIT INTERNAL DOORS INCL JAMBS, STOPS & ARCS | 11 | each | 65 | 715
| 2665 | FIT INTERNAL SLIDING DOORS INCL JAMBS, ARCS | 6 | each | 80 | 480
| 26655 | EXTRA FOR FITTING 2340MM HIGH DOORS | 11 | each | 5 | 55
| 2666 | FIX SKIRTING | 360.7 | lin.m | 2.8 | 1009.96
| 26685 | FIT ARCHITRAVES TO WINDOWS/ SGDS | 42 | each | 20 | 840
| 2697 | FIT 13 TREAD RHS STRINGERS & TREADS | 1 | each | 650 | 650
| 3763 | MANHOLE | 2 | each | 42.5 | 85
450 STAIRS
| 4810 | PS ALLOWANCE INTERNAL STAIRS & BALUSTRADES | 15000 | each | 0.9091 | 13636.5
INCLUDES BALUSTRADE TO STAIRS
452 BALUSTRADE
| 4910 | BALUSTRADE ALLOWANCE PC $380/M | 11.1 | lin m | 345.45 | 3834.495
INTERNAL VOID BALUSTRADE
| 49102 | FRAMELESS GLASS BALUSTRADING ALLOWANCE | 39.6 | lin m | 550 | 21780
FRAMELESS INCLUDING HAND RAIL
455 EXTERNAL FEATURES
| 0004 | SUPPLY CORNER STONE PIECES | 108.3 | lin.m | 165 | 17869.5
| 5038 | FEATURE STONE | 97.44 | m2 | 150 | 14616
RANGE TBC TO CONFIRM PRICING
465 WATERPROOFING
| 5155 | WATERPROOF FLASHING | 132.6 | lin m | 10 | 1326
| 5157 | WATERPROOF BATHROOM FLOOR | 42 | m2 | 28 | 1176
add joins & perimeter
| 5160 | WATERPROOF STANDARD BATH | 3 | each | 60 | 180
extra over room perimeter flashing
| 5175 | WATERPROOF SHOWER 900 X 900 TILED BASE | 1 | each | 100 | 100
| 5177 | WATERPROOF SHOWER 900 X 1200 TILED BASE | 2 | each | 150 | 300
| 5178 | WATERPROOF SHOWER 900 X 1500 TILED BASE | 1 | each | 160 | 160
| 5179 | WATERPROOF SHOWER 1000 X 1800 TILED BASE | 1 | each | 180 | 180
| 517919 | SUPPLY AND INSTALL SMART TILE FLOOR WASTE~ | 10 | each | 60 | 600
| 517921 | WALL NICHES EACH~ | 5 | each | 35 | 175
| 517925 | SUPPLY & INSTALL BALCONY EDGE FLASHING | 37 | lin.m | 35 | 1295
| 51800 | WATERPROOF WALLS | 44.16 | m2 | 20 | 883.2
FOR STONE EXTERNAL AREAS
| 51801 | WATERPROOF BALCONY FLOOR | 56.84 | m2 | 35 | 1989.4
| 5182 | SUPPLY & INSTALL WATERSTOP ANGLE | 7 | lin.m | 15 | 105
5184
470 CERAMIC TILING
| 0001 | ADDITIONAL LABOUR FOR ASSUMED FEATURE WALLS PER BATHROOM | 5 | each | 300 | 1500
| 5205 | FIX WALL TILING INCL GLUE & GROUT | 161.68 | m2 | 70 | 11317.6
INCLUDING ANGLE INSTALLATION
| 5207 | FIX FLOOR TILING INCL GLUE & GROUT | 69.12 | m2 | 70 | 4838.4
| 5209 | FIX SPLASHBACK WALL TILING INCL GLUE & GROUT | 11.72 | m2 | 36 | 421.92
| 5211 | FIX SKIRTING TILING INCL GLUE & GROUT | 5.7 | lin m | 17.5 | 99.75
| 5215 | FIX STEPTREAD TILING INCL GLUE & GROUT | 3.9 | lin m | 60 | 234
| 5218 | BED RECESSED FLOOR PRIOR TO TILING | 6.36 | m2 | 100 | 636
SHOWER FLOOR
| 5225 | FIX MAIN FLOOR AREAS INCL GLUE & GROUT | 135.56 | m2 | 57 | 7726.92
STANDARD PRESSED EDGE
| 5227 | FIX EXTERNAL FLOOR AREAS INCL GLUE & GROUT | 243.96 | m2 | 57 | 13905.72
STANDARD PRESSED EDGE
| 5238 | TILE NICHE | 5 | each | 50 | 250
| 5239 | EXPANSION JOINT IN TILE FLOORING | 91.2 | lin m | 3 | 273.6
| 5243 | PATCH SGD REBATE | 10.4 | lin.m | 15 | 156
| 5249 | FIX DRY LAY STONE WORK INC GLUE | 101.2 | m2 | 350 | 35420
472 JOINT SEALING
| 5233 | SILICONE INTERNAL ANGLES -SINGLE BATHROOM ALLOWANCE | 1 | item | 110 | 110
| 52335 | SILICONE INTERNAL ANGLES -EXTRA BATHROOM ALLOWANCE | 4 | each | 80 | 320
| 5292 | SUPPLY & FIX FLOOR JOINT SEALANT | 322.7 | lin.m | 3.3 | 1064.91
| 52920 | EXTRA FOR ARTICULATION JOINT - UP TO 2.7M | 2 | each | 25.65 | 51.3
| 529200 | SUPPLY & FIX WINDOW REVEAL JOINT SEALANT | 246.8 | lin.m | 3.3 | 814.44
475 SHOWER SCREENS
| 53500 | SEMI FRAMELESS 2000 X 800 MM FIXED GLASS PANEL SUPPLIED & INSTALLED | 1 | each | 685.3 | 685.3
| 5354 | SEMI FRAMELESS 2000 X 1400MM PIVOT SHOWER SCREEN SUPPLIED & INSTALLED | 1 | each | 561 | 561
| 5358 | SEMI FRAMELESS 2000 X 1000 X 1000MM PIVOT SHOWER SCREEN SUPPLIED & INSTALLED | 1 | each | 679.8 | 679.8
| 5359 | SEMI FRAMELESS 2000 X 1200 X 1000MM PIVOT SHOWER SCREEN SUPPLIED & INSTALLED | 2 | each | 732.6 | 1465.2
480 MIRRORS
| 5431 | 900 X 900 POLISHED EDGE MIRROR SUPPLIED & INSTALLED | 1 | each | 99 | 99
| 5433 | 900 X 1400 POLISHED EDGE MIRROR SUPPLIED & INSTALLED | 2 | each | 133.1 | 266.2
| 5435 | 900 X 1800 POLISHED EDGE MIRROR SUPPLIED & INSTALLED | 1 | each | 163.9 | 163.9
| 5438 | 900 X 2400 POLISHED EDGE MIRROR SUPPLIED & INSTALLED | 1 | each | 206.8 | 206.8
505 PLUMBING - PC ITEMS
| 5515 | HOSE COCK BALL WITH LEVER HANDLE 15MM | 2 | each | 12.29 | 24.58
| 561449 | RADIANT 250L ELECTRIC STORAGE HWS | 1 | each | 752.7555 | 752.7555
OSP16506
| 5627 | S/S 45L BENCHLINE TUB | 1 | each | 105.84 | 105.84
| 5635 | SINK | 2 | each | 650 | 1300
| 5640 | VANITY BASIN | 7 | each | 300 | 2100
| 56498 | BASIN PLUG/WASTE | 7 | each | 11.55 | 80.85
| 564982 | BATH PLUG/WASTE | 3 | each | 14.175 | 42.525
| 56534 | FREESTANDING BATH | 3 | each | 2000 | 6000
| 5669 | WC SUITE | 5 | each | 500 | 2500
| 5680 | DOUBLE TOWEL RAIL | 5 | each | 90 | 450
| 5684 | TOILET ROLL HOLDER | 5 | each | 50 | 250
| 5751 | DELIVERY SINKS/ BASINS | 1 | each | 10.5 | 10.5
| 5752 | DELIVERY PLUMBING BATHS & WALL MIXERS | 1 | each | 10.5 | 10.5
| 5753 | DELIVERY PLUMBING PC ITEMS | 1 | each | 10.5 | 10.5
| 5805 | BASIN SET | 7 | each | 200 | 1400
| 58065000 | BATH SPOUT | 3 | each | 150 | 450
| 5807 | SHOWER SET | 7 | each | 250 | 1750
| 5808 | LAUNDRY SET | 1 | each | 200 | 200
| 5809 | WASHING MACHINE TAPS | 1 | each | 14.175 | 14.175
| 5820 | SINK SET | 2 | each | 500 | 1000
| 58220 | FREESTANDING BATH SET | 3 | each | 600 | 1800
| 5836 | SHOWER HEAD | 7 | each | 500 | 3500
510 PAINTER
| 4818 | ALLOWANCE TO PAINT OR CLEAR FINISH STAIRS | 1 | each | 800 | 800
| 5960 | LIVING/ GARAGE AREA PAINTERS RATE | 544.96 | m2 | 45 | 24523.2
RATE INCLUDES -TOUCH-UPS
| 5965 | CARPORT/ PATIO AREA PAINTERS RATE | 243.96 | m2 | 45 | 10978.2
RATE INCLUDES -TOUCH-UPS [HIDE]BRICK VENEER BRISBANE RATE
| 59672 | EXTRA FOR 2 STOREY OR GREATER | 788.92 | m2 | 3 | 2366.76
| 5980 | EXTRA TO PAINT EXTERNAL CLADDING BOARDS TO GABLES | 22.24 | m2 | 18.55 | 412.552
| 59802 | PAINTING OF EXTERNAL RENDER | 127.44 | m2 | 14 | 1784.16
| 59806 | EXTRA TO PAINT RAISED GABLE ENDS | 2 | each | 100 | 200
| 59808 | PAINT EXTERNAL CLADDING BOARDS TO WALLS | 211.28 | m2 | 18.55 | 3919.244
| 5986 | PAINT TIMBER POSTS | 45 | lin m | 25 | 1125
| 59875 | EXTRA FOR PAINTING 2340MM HIGH DOORS | 17 | each | 27.27 | 463.59
| 6000 | PAINT GAL STAIR STRINGERS | 6.6 | lin m | 7.5 | 49.5
| 6058 | PAINT ENTRY DOOR | 1 | each | 100 | 100
515 PLUMBER - FIT-OFF
| 1179 | STANDARD FITOUT | 1 | each | 1300 | 1300
(7 FIXTURES, 1 VENT, 2 HOSE TAPS,TEMPERING VALVES, PRESSURE LIMITING VALVE, DISHWASHER PROVISION & COLD WATER EXPANSION VALVE)
| 1180 | FITOUT FOR ENSUITE | 4 | each | 400 | 1600
| 1181 | EXTRA FITOUT PER FIXTURE | 7 | each | 150 | 1050
| 1183 | EXTRA FOR HOSE TAP WITH VACUUM BREAKER | 2 | each | 200 | 400
INCLUDES ROUGH IN & FIT-OFF
| 11831 | PROVIDE FRIDGE TAP | 1 | each | 200 | 200
INCLUDES ROUGH IN & FIT-OFF
1190
| 1198 | POOL BACKWASH DRAIN | 1 | each | 180 | 180
| 2703 | SUPPLY AND INSTALL PVC DOWNPIPES TO 3.0M | 14 | each | 60 | 840
| 2704 | SUPPLY AND INSTALL PVC DOWNPIPES-TO 6.0M | 4 | each | 120 | 480
| 2705 | SUPPLY AND INSTALL PVC DOWNPIPE SPREADERS | 6 | each | 48.45 | 290.7
520 APPLIANCES
| 6121 | COOKTOP (A) | 1 | each | 2500 | 2500
| 6131 | OVEN (A) | 2 | each | 3000 | 6000
| 6151 | RANGEHOOD (A) | 1 | each | 1000 | 1000
| 6156 | DISHWASHER | 1 | each | 1000 | 1000
6159
530 ELECTRICAL FITTINGS
| 6197 | LIGHT FITTING PC PER FITTING | 108 | each | 25 | 2700
| 62120 | BRILLIANT 4 ABS BLADED WHITE CEILING FAN | 11 | each | 200 | 2200
| 6215 | IXL TASTIC HEATER / EXHAUST FAN / LIGHT 3 IN 1 COMBO | 6 | each | 178.17 | 1069.02
537 TV ANTENNAS
| 62580 | SUPPLY & INSTALL TV ANTENNA | 1 | each | 150 | 150
545 FINAL CARPENTER
| 2681 | FIT ACCESSORIES | 15 | each | 12 | 180
TOWEL RAILS, WC ROLL HOLDERS ETC
| 2682 | FINAL FITOUT | 2 | each | 250 | 500
REHANG DOORS & DOOR FURNITURE, DOOR STOPS ETC
548 FIRE PLACES & INTERNAL HEATING
| 0001 | SUPPLY & INSTALL FIRE PLACE ALLOWANCE WALLS & WALL FINISH NOT INCLUDED | 15000 | each | 0.9091 | 13636.5
551 DUCTED AIRCONDITIONING
| 628010 | MY AIR CONTROLLER WITH SENSORS 4 ZONES $1450- 5 ZONES $1500- 6 ZONES~ | 1 | each | 1318.18 | 1318.18
| 62850 | SUPPLY AND INSTALL 24 KW PREMIUM DUCTED AIR CON- 12 OUTLETS AND 6 ZONES~ | 1 | each | 17915.63 | 17915.63
| 62950 | EXTRA CONTROLLER FOR SECOND LEVEL IF REQUIRED~ | 1 | each | 240.91 | 240.91
| 62970 | 2 STOREY HOME EXTRA INSTALLATION FOR DUCTED SYSTEM | 1 | each | 397.725 | 397.725
565 FLOOR FINISHING
| 6401 | SUPPLY & INSTALL FLOORING AS PER QUOTE | 1 | quote | 7650 | 7650
Ground Floor Option 1: To sand and refinish existing timber in gym, study, rumpus, hallway, bed 2, bed 3 & bed 3 to change timber colour – based on 153m2
| 6401 | SUPPLY & INSTALL FLOORING AS PER QUOTE | 1 | quote | 10074 | 10074
First Floor (tongue & groove option): To rough sand sub floor To supply and install solid 80mm x 14mm tongue and groove ELK FALLS timber flooring via trowel glue and secret nailed method to retreat, halls & bed 1 – based on 69m2 inc waste To sand and polish with 3 coats of commercial waterbase Bona Traffic HD finish – gloss level TBC
570 SCREENS
| 328110 | SL 06-21 XO FLYSCREEN | 1 | each | 23.712 | 23.712
| 328260 | S0909 XO FLYSCREEN | 3 | each | 14.526 | 43.578
| 328320 | S0918 XO FLYSCREEN | 3 | each | 22.8 | 68.4
| 328535 | S1209 XO FLYSCREEN | 1 | each | 17.28 | 17.28
| 328600 | S1218 XO FLYSCREEN | 3 | each | 27.336 | 82.008
| 328815 | S1506 OX FLYSCREEN | 3 | each | 16.092 | 48.276
| 328835 | S1509 OX FLYSCREEN | 4 | each | 20.04 | 80.16
| 328855 | S1512 OX FLYSCREEN | 2 | each | 23.976 | 47.952
| 329195 | S1809 OX/OX FLYSCREEN | 4 | each | 50.712 | 202.848
| 329215 | S1812 OX/OX FLYSCREEN | 2 | each | 55.242 | 110.484
| 329620 | S2009 OX/OX FLYSCREEN | 5 | each | 52.536 | 262.68
| 329680 | S2018 OX/OX FLYSCREEN | 1 | each | 67.308 | 67.308
| 329820 | S2106 OX/OX FLYSCREEN | 2 | each | 48.336 | 96.672
| 330350 | S2118 OX SGD FLYSCREEN | 1 | each | 162.75 | 162.75
| 331160 | SE2330 OXX SGD FLYSCREENS | 1 | each | 335.226 | 335.226
| 331340 | SE2348 OXXXXO SGD FLYSCREENS | 1 | each | 500.958 | 500.958
| 331520 | 12-12 LOUVRE 2BAY FLYSCREEN | 3 | each | 33.756 | 101.268
| 331575 | 15-06 LOUVRE 1BAY FLYSCREEN | 5 | each | 25.128 | 125.64
| 331615 | 15-12 LOUVRE 2BAY FLYSCREEN | 4 | each | 37.104 | 148.416
| 331670 | 18-06 LOUVRE 1BAY FLYSCREEN | 1 | each | 27.294 | 27.294
| 331765 | 21-06 LOUVRE 1BAY FLYSCREEN | 8 | each | 29.466 | 235.728
| 331805 | 21-12 LOUVRE 2BAY FLYSCREEN | 4 | each | 43.806 | 175.224
331915
Screen prices include delivery
575 PROPRIETRY SHELVING
| 4304 | CUSTOM MADE SHELF & RAIL 1200MM | 2 | each | 67.32 | 134.64
| 4308 | CUSTOM MADE SHELF & RAIL 1800MM | 3 | each | 143.48 | 430.44
| 4312 | CUSTOM MADE SHELF & RAIL 2400MM | 3 | each | 177.14 | 531.42
| 4314 | CUSTOM MADE SHELF & RAIL 2700MM | 2 | each | 236.47 | 472.94
| 4316 | CUSTOM MADE SHELF & RAIL 3000MM | 1 | each | 253.3 | 253.3
| 4327 | CUSTOM MADE DRAWER UNIT | 8 | each | 204 | 1632
| 4332 | CUSTOM MADE SHELVES BANK OF 4 X 450MM | 8 | each | 143.48 | 1147.84
| 4342 | CUSTOM MADE SHELVES LINEN / PANTY 4 X 1200MM | 1 | each | 269.28 | 269.28
| 4346 | CUSTOM MADE SHELVES LINEN / PANTY 4 X 1800MM | 1 | each | 446.42 | 446.42
| 4350 | CUSTOM MADE SHELVES LINEN / PANTY 4 X 2400MM | 1 | each | 581.06 | 581.06
| 4354 | CUSTOM MADE SHELVES LINEN / PANTY 4 X 3000MM | 1 | each | 758.2 | 758.2
577 PHOTOVOLTAIC SYSTEMS
| 6675 | SUPPLY & INSTALL 6.61 KW SOLAR PV SYSTEM | 2 | each | 4409.09 | 8818.18
580 SPECIAL ITEMS
| 6712 | ALLOWANCE TO SUPPLY & INSTALL POWDER COATED ALUMINIUM HORIZONTAL SLATTED SCREEN/M2 | 10.24 | m2 | 450 | 4608
590 GARAGE DOORS
| 6923 | PANEL LIFT DOOR 2400X4800 | 1 | each | 1050 | 1050
| 69301 | REMOTE CONTROL TO PANELIFT DOOR | 1 | each | 250 | 250
2 HANDSETS & WALL BUTTON
595 HOUSE CLEAN
| 6912 | INTERNAL HOUSE CLEAN | 544.96 | m2 | 3.5 | 1907.36
| 6913 | HOUSE CLEAN -PATIOS & CARPORTS | 243.96 | m2 | 3.5 | 853.86
*** DO NOT PLACE ORDER *** CLEANING OF THESE AREAS BY PACIFIC BLUE
600 SWIMMING POOL
| 6510 | SWIMMING POOL PS ALLOWANCE | 50000 | each | 0.9091 | 45455
NO DETAILS ON POOL/POOL SURROUND AND WHETHER THE EXISTING WILL REMAIN REMOVE IF NOT REQUIRED
605 SWIMMING POOL FENCE
| 6590 | POOL FENCING PS ALLOWANCE | 10000 | each | 0.9091 | 9091
NO DETAILS ON POOL FENCING AND WHETHER THE EXISTING WILL REMAIN REMOVE IF NOT REQUIRED
625 EXTERNAL CONCRETE LABOUR
| 6557 | SUPPLY & INSTALL EXPOSED AGGREGATE DRIVEWAY | 70 | m2 | 90 | 6300
640 CLOTHESLINES
| 659115 | WALL/ FENCE MOUNTED FOLDING CLOTHESLINE 2.3 LONG X 1.0M DEEP | 1 | each | 120 | 120
COLOUR - {CLOTHESLINE COLOUR} [HIDE]
| 65930 | INSTALL WALL MOUNTED CLOTHESLINE | 1 | each | 50 | 50
665 SITE CLEAN
| 6931 | PROVISIONAL ALLOWANCE FOR TWO SITE CLEANS. INC. TIP FEES | 1 | each | 800 | 800
| 6932 | SITE CLEAN AREA ALLOWANCE | 788.92 | m2 | 2 | 1577.84
670 SKIP HIRE
| 6955 | SKIP HIRE | 13 | each | 641.81 | 8343.53
700 MISCELLANEOUS
| 7301 | MISCELLANEOUS HARDWARE | 2 | each | 250 | 500
| 7305 | MISCELLANEOUS LABOUR | 10 | hour | 100 | 1000
| 7310 | MISCELLANEOUS MATERIALS | 2 | each | 150 | 300
705 TEMPORARY SERVICES
| 7352 | ALLOWANCE FOR TEMPORARY POWER | 1 | each | 500 | 500
710 CONTINGENCY
| 0090 | CONTRACT SUPERVISION 2-STOREY | 1 | each | 5000 | 5000
| 7453 | CONTINGENCY | 788.92 | m2 | 15 | 11833.8
715 MAINTENANCE
| 7481 | MAINTENANCE PER JOB | 2 | each | 250 | 500
[5 empty] | Total ex GST | 1158789.1978
[5 empty] | GST | 115878.9198
[5 empty] | Total inc GST | 1274668.1176